## PRECISED ESTIMATING®
PROJECT ID: BEECHTREE APARTMENTS TMONUM
(PLUMBING)
SR # | CSI SECT | DESCRIPTION | QUANTITY | WASTAGE (10%) | QTY WITH WASTAGE | UNIT OF MEASURMENT | UNIT COST | TOTAL ITEM COST | TOTAL TRADE COST
| DIV.01 | GENERAL CONDITIONS | [6 empty] | 0
1 |  | Permits Documentation And Fees | 1 | 0% | 1 | LS |  | 0
2 |  | Hazardous Waste Or Disposal Work | 1 | 0% | 1 | LS |  | 0
3 |  | Owner Purchased, Contractor Installed Items | 1 | 0% | 1 | LS |  | 0
4 |  | Contractors Use Of New And Existing Facilities | 1 | 0% | 1 | LS |  | 0
5 |  | Correction Of Unsatisfactory Conditions | 1 | 0% | 1 | LS |  | 0
6 |  | Restoration Of Unit Damaged During Installation | 1 | 0% | 1 | LS |  | 0
7 |  | Replacement Of Units Which Cannot Be Restored | 1 | 0% | 1 | LS |  | 0
8 |  | Maintaining Existing Construction In Weather High Conditions | 1 | 0% | 1 | LS |  | 0
9 |  | Signage | 1 | 0% | 1 | LS |  | 0
10 |  | Supervisory Personnel | 1 | 0% | 1 | LS |  | 0
11 |  | Temporary Services | 1 | 0% | 1 | LS |  | 0
12 |  | Water | 1 | 0% | 1 | LS |  | 0
13 |  | Lighting And Power | 1 | 0% | 1 | LS |  | 0
14 |  | Toilet Facilities | 1 | 0% | 1 | LS |  | 0
15 |  | Material Storage | 1 | 0% | 1 | LS |  | 0
16 |  | Contractor's Safety Program | 1 | 0% | 1 | LS |  | 0
| DIV.22 | PLUMBING | [6 empty] | 0
Building A
Sub Slab Plan
Piping
17 |  | Sanitary Pipe | 684.154 | 10% | 752.5694 | LF |  | 0
18 |  | Storm Water Pipe | 916 | 10% | 1007.6 | LF |  | 0
First Floor
Common Area
Piping
19 |  | Cold Water Pipe | 481.49 | 10% | 529.639 | LF |  | 0
20 |  | Hot Water Pipe | 140.04 | 10% | 154.044 | LF |  | 0
21 |  | Sanitary Pipe | 239.12 | 10% | 263.032 | LF |  | 0
22 |  | Vent Pipe | 157.3 | 10% | 173.03 | LF |  | 0
Plumbing Fixtures
23 |  | Floor Drain, MFG: Zurn #Z415B-HDP, Trim & Accessories: Rectorseal Surseal | 1 | 0% | 1 | EA |  | 0
24 |  | Wall Hydrant, MFG: Woodfor #B65 W/ White Lockable Wall Box | 1 | 0% | 1 | EA |  | 0
25 |  | Hose Bib, MFG: Woodford #21 | 2 | 0% | 2 | EA |  | 0
26 |  | Water Closet, Gerber Maxwell #DF21-112, Finish: White, Seat: Bemis #1200TCA, Closed Front W/ Cover5 | 2 | 0% | 2 | EA |  | 0
27 |  | Water Closet, Gerber Maxwell #DF21-112, Finish: White, Seat: Bemis #1200TCA, Closed Front W/ Cover6 | 1 | 0% | 1 | EA |  | 0
28 |  | Water Closet, MFG: American Standard #2234.001, Trim & accessories: American Standard #5901.100, Open Front, No Cover, Finish: White, Flushometer: Sloan Royal optima #111-1.28 ES-S, Finish: Chrome | 3 | 0% | 3 | EA |  | 0
29 |  | Water Closet - ADA Compliant, MFG: American Standard #3034.001, Trim & accessories: American Standard #5901.100, Open Front, No Cover, Finish: White, Flushometer: Sloan Royal optima #111-1.28 ES-S, Finish: Chrome | 3 | 0% | 3 | EA |  | 0
30 |  | Urinal, MFG: American Standard Washbrook, Flowise #6590.001, Finish: White, Trim & Accessories: Flushometer: Sloan Royal Optima #186-0.5, Finish: Chrome | 2 | 0% | 2 | EA |  | 0
31 |  | Lavatory, Bowl provided in another division, Trim & Accessories: Faucet: Sloan EBF650, Finish: Chrome, Drain: Grid Strainer | 5 | 0% | 5 | EA |  | 0
32 |  | Brain: Zurn #FD2254, Trim & Accessories: American Standard Flowise Shower System #1662.211, Finish: Chrome, W/ Pressure Balance Valve, Valve Trim, 3-Function Handled Shower, Vacuum Breaker, Hose, Slide Bar | 4 | 0% | 4 | EA |  | 0
33 |  | Bar Sink, Bowl Provided in another Division, Trim & Accessories: Faucet: American Standard #4433.300, Finihs: Polished Chrome, Aerator: Moen # 116711 | 1 | 0% | 1 | EA |  | 0
34 |  | Resource Room Sink, Bowl Provided in another division, Trim & Accessories: Faucet: American Standard #4433.300, Finish: Polished Chrome, Aerator: Moen #116711 | 1 | 0% | 1 | EA |  | 0
35 |  | Pet Spa Tub, Provided in another Division | 1 | 0% | 1 | EA |  | 0
36 |  | Mop Sink, MFG: Basin: Fiat MSB 2424, Trim & Accessories: Faucet: Fiat #830-AA, Stailess Bumer Guard, Hose & Bracket, Mop Hanger | 1 | 0% | 1 | EA |  | 0
37 |  | P-D1 | 1 | 0% | 1 | EA |  | 0
Unit F - ( 4 Aparments)
Piping
38 |  | Cold Water Pipe | 224 | 10% | 246.4 | LF |  | 0
39 |  | Hot Water Pipe | 240 | 10% | 264 | LF |  | 0
40 |  | Sanitary Pipe | 92.4 | 10% | 101.64 | LF |  | 0
41 |  | Vent Pipe | 136 | 10% | 149.6 | LF |  | 0
Plumbing Fixtures
42 |  | Water Closet, Gerber Maxwell #DF21-112, Finish: White, Seat: Bemis #1200TCA, Closed Front W/ Cover | 8 | 0% | 8 | EA |  | 0
43 |  | Washing Machine, Drain Pan: Oatey # 34067, Washing Machine Box: LSP #OB213 (Color: White) | 4 | 0% | 4 | EA |  | 0
44 |  | Refrigrator Ice Maker, Provided in another Division, Trim & Accessories: Wall Box: LSP #OB905 (Color: White) | 4 | 0% | 4 | EA |  | 0
45 |  | Lavatory, Bowl Provided in Other Division, Trim & Accessories: Faucet: Moen Method #66810, Finish: Chrome, Aerator: Moen 0.5 GPM Flow Restricter | 12 | 0% | 12 | EA |  | 0
46 |  | Combination Bath Tub/Shower, MFG: Sterling Enesmble 60" x 32" Tub #71121110 #71121120, Finish: White, Trim Kit: Moen Method #T62803EP, Finish: Chrome, Pressure Balance Valve: Moen #62320 | 4 | 0% | 4 | EA |  | 0
47 |  | Shower (60" x 32" Receptor), Sterling Enesmble#72181110 #7218120, Finish: White, Drain: Profolo #PF101PNC, Trim & Accessories: Trim Kit: MOen Method #T62802EP, Finish: Chrome | 4 | 0% | 4 | EA |  | 0
48 |  | Kitchen Sink, Bowl Provided in other Division, Trim & Accessories: Faucet: Olympia i2 #K-5020-BN, Finish: Brush Nickel, Aerator: 1.5 GPM Brush Nickel | 4 | 0% | 4 | EA |  | 0
49 |  | Dishwasher, Provided in another Division | 4 | 0% | 4 | EA |  | 0
Second Floor
Common Area
Piping
50 |  | Sanitary Pipe | 26.76 | 10% | 29.436 | LF |  | 0
51 |  | Vent Pipe | 26.31 | 10% | 28.941 | LF |  | 0
Unit A - ( 2 Aparments)
Piping
52 |  | Cold Water Pipe | 112 | 10% | 123.2 | LF |  | 0
53 |  | Hot Water Pipe | 94 | 10% | 103.4 | LF |  | 0
54 |  | Sanitary Pipe | 45 | 10% | 49.5 | LF |  | 0
55 |  | Vent Pipe | 64 | 10% | 70.4 | LF |  | 0
Plumbing Fixtures
56 |  | Water Closet, Gerber Maxwell #DF21-112, Finish: White, Seat: Bemis #1200TCA, Closed Front W/ Cover | 2 | 0% | 2 | EA |  | 0
57 |  | Washing Machine, Drain Pan: Oatey # 34067, Washing Machine Box: LSP #OB213 (Color: White) | 2 | 0% | 2 | EA |  | 0
58 |  | Refrigrator Ice Maker, Provided in another Division, Trim & Accessories: Wall Box: LSP #OB905 (Color: White) | 2 | 0% | 2 | EA |  | 0
59 |  | Lavatory, Bowl Provided in Other Division, Trim & Accessories: Faucet: Moen Method #66810, Finish: Chrome, Aerator: Moen 0.5 GPM Flow Restricter | 2 | 0% | 2 | EA |  | 0
60 |  | Combination Bath Tub/Shower, MFG: Sterling Enesmble 60" x 32" Tub #71121110 #71121120, Finish: White, Trim Kit: Moen Method #T62803EP, Finish: Chrome, Pressure Balance Valve: Moen #62320 | 2 | 0% | 2 | EA |  | 0
61 |  | Kitchen Sink, Bowl Provided in other Division, Trim & Accessories: Faucet: Olympia i2 #K-5020-BN, Finish: Brush Nickel, Aerator: 1.5 GPM Brush Nickel | 2 | 0% | 2 | EA |  | 0
62 |  | Dishwasher, Provided in another Division | 2 | 0% | 2 | EA |  | 0
Unit C - ( 5 Aparments)
Piping
63 |  | Cold Water Pipe | 265 | 10% | 291.5 | LF |  | 0
64 |  | Hot Water Pipe | 180 | 10% | 198 | LF |  | 0
65 |  | Sanitary Pipe | 110 | 10% | 121 | LF |  | 0
66 |  | Vent Pipe | 180 | 10% | 198 | LF |  | 0
Plumbing Fixtures
67 |  | Water Closet, Gerber Maxwell #DF21-112, Finish: White, Seat: Bemis #1200TCA, Closed Front W/ Cover | 5 | 0% | 5 | EA |  | 0
68 |  | Washing Machine, Drain Pan: Oatey # 34067, Washing Machine Box: LSP #OB213 (Color: White) | 5 | 0% | 5 | EA |  | 0
69 |  | Refrigrator Ice Maker, Provided in another Division, Trim & Accessories: Wall Box: LSP #OB905 (Color: White) | 5 | 0% | 5 | EA |  | 0
70 |  | Lavatory, Bowl Provided in Other Division, Trim & Accessories: Faucet: Moen Method #66810, Finish: Chrome, Aerator: Moen 0.5 GPM Flow Restricter | 5 | 0% | 5 | EA |  | 0
71 |  | Combination Bath Tub/Shower, MFG: Sterling Enesmble 60" x 32" Tub #71121110 #71121120, Finish: White, Trim Kit: Moen Method #T62803EP, Finish: Chrome, Pressure Balance Valve: Moen #62320 | 5 | 0% | 5 | EA |  | 0
72 |  | Kitchen Sink, Bowl Provided in other Division, Trim & Accessories: Faucet: Olympia i2 #K-5020-BN, Finish: Brush Nickel, Aerator: 1.5 GPM Brush Nickel | 5 | 0% | 5 | EA |  | 0
73 |  | Dishwasher, Provided in another Division | 5 | 0% | 5 | EA |  | 0
Unit CA - ( 1 Aparments)
Piping
74 |  | Cold Water Pipe | 52.994 | 10% | 58.2934 | LF |  | 0
75 |  | Hot Water Pipe | 36.854 | 10% | 40.5394 | LF |  | 0
76 |  | Sanitary Pipe | 21.905 | 10% | 24.0955 | LF |  | 0
77 |  | Vent Pipe | 35.828 | 10% | 39.4108 | LF |  | 0
Plumbing Fixtures
78 |  | Water Closet, Gerber Maxwell #DF21-112, Finish: White, Seat: Bemis #1200TCA, Closed Front W/ Cover | 1 | 0% | 1 | EA |  | 0
79 |  | Washing Machine, Drain Pan: Oatey # 34067, Washing Machine Box: LSP #OB213 (Color: White) | 1 | 0% | 1 | EA |  | 0
80 |  | Refrigrator Ice Maker, Provided in another Division, Trim & Accessories: Wall Box: LSP #OB905 (Color: White) | 1 | 0% | 1 | EA |  | 0
81 |  | Lavatory, Bowl Provided in Other Division, Trim & Accessories: Faucet: Moen Method #66810, Finish: Chrome, Aerator: Moen 0.5 GPM Flow Restricter | 1 | 0% | 1 | EA |  | 0
82 |  | Combination Bath Tub/Shower, MFG: Sterling Enesmble 60" x 32" Tub #71121110 #71121120, Finish: White, Trim Kit: Moen Method #T62803EP, Finish: Chrome, Pressure Balance Valve: Moen #62320 | 1 | 0% | 1 | EA |  | 0
83 |  | Kitchen Sink, Bowl Provided in other Division, Trim & Accessories: Faucet: Olympia i2 #K-5020-BN, Finish: Brush Nickel, Aerator: 1.5 GPM Brush Nickel | 1 | 0% | 1 | EA |  | 0
84 |  | Dishwasher, Provided in another Division | 1 | 0% | 1 | EA |  | 0
Unit F - ( 4 Aparments)
Piping
85 |  | Cold Water Pipe | 224 | 10% | 246.4 | LF |  | 0
86 |  | Hot Water Pipe | 240 | 10% | 264 | LF |  | 0
87 |  | Sanitary Pipe | 92.4 | 10% | 101.64 | LF |  | 0
88 |  | Vent Pipe | 136 | 10% | 149.6 | LF |  | 0
Plumbing Fixtures
89 |  | Water Closet, Gerber Maxwell #DF21-112, Finish: White, Seat: Bemis #1200TCA, Closed Front W/ Cover | 8 | 0% | 8 | EA |  | 0
90 |  | Washing Machine, Drain Pan: Oatey # 34067, Washing Machine Box: LSP #OB213 (Color: White) | 4 | 0% | 4 | EA |  | 0
91 |  | Refrigrator Ice Maker, Provided in another Division, Trim & Accessories: Wall Box: LSP #OB905 (Color: White) | 4 | 0% | 4 | EA |  | 0
92 |  | Lavatory, Bowl Provided in Other Division, Trim & Accessories: Faucet: Moen Method #66810, Finish: Chrome, Aerator: Moen 0.5 GPM Flow Restricter | 12 | 0% | 12 | EA |  | 0
93 |  | Combination Bath Tub/Shower, MFG: Sterling Enesmble 60" x 32" Tub #71121110 #71121120, Finish: White, Trim Kit: Moen Method #T62803EP, Finish: Chrome, Pressure Balance Valve: Moen #62320 | 4 | 0% | 4 | EA |  | 0
94 |  | Shower (60" x 32" Receptor), Sterling Enesmble#72181110 #7218120, Finish: White, Drain: Profolo #PF101PNC, Trim & Accessories: Trim Kit: MOen Method #T62802EP, Finish: Chrome | 4 | 0% | 4 | EA |  | 0
95 |  | Kitchen Sink, Bowl Provided in other Division, Trim & Accessories: Faucet: Olympia i2 #K-5020-BN, Finish: Brush Nickel, Aerator: 1.5 GPM Brush Nickel | 4 | 0% | 4 | EA |  | 0
96 |  | Dishwasher, Provided in another Division | 4 | 0% | 4 | EA |  | 0
Third Floor
Common Area
Piping
97 |  | Vent Pipe | 5.32 | 10% | 5.852 | LF |  | 0
Unit A - ( 4 Aparments)
Piping
98 |  | Cold Water Pipe | 224 | 10% | 246.4 | LF |  | 0
99 |  | Hot Water Pipe | 188 | 10% | 206.8 | LF |  | 0
100 |  | Sanitary Pipe | 90 | 10% | 99 | LF |  | 0
101 |  | Vent Pipe | 128 | 10% | 140.8 | LF |  | 0
Plumbing Fixtures
102 |  | Water Closet, Gerber Maxwell #DF21-112, Finish: White, Seat: Bemis #1200TCA, Closed Front W/ Cover | 4 | 0% | 4 | EA |  | 0
103 |  | Washing Machine, Drain Pan: Oatey # 34067, Washing Machine Box: LSP #OB213 (Color: White) | 4 | 0% | 4 | EA |  | 0
104 |  | Refrigrator Ice Maker, Provided in another Division, Trim & Accessories: Wall Box: LSP #OB905 (Color: White) | 4 | 0% | 4 | EA |  | 0
105 |  | Lavatory, Bowl Provided in Other Division, Trim & Accessories: Faucet: Moen Method #66810, Finish: Chrome, Aerator: Moen 0.5 GPM Flow Restricter | 4 | 0% | 4 | EA |  | 0
106 |  | Combination Bath Tub/Shower, MFG: Sterling Enesmble 60" x 32" Tub #71121110 #71121120, Finish: White, Trim Kit: Moen Method #T62803EP, Finish: Chrome, Pressure Balance Valve: Moen #62320 | 4 | 0% | 4 | EA |  | 0
107 |  | Kitchen Sink, Bowl Provided in other Division, Trim & Accessories: Faucet: Olympia i2 #K-5020-BN, Finish: Brush Nickel, Aerator: 1.5 GPM Brush Nickel | 4 | 0% | 4 | EA |  | 0
108 |  | Dishwasher, Provided in another Division | 4 | 0% | 4 | EA |  | 0
Unit D - ( 2 Aparments)
Piping
109 |  | Cold Water Pipe | 100 | 10% | 110 | LF |  | 0
110 |  | Hot Water Pipe | 94 | 10% | 103.4 | LF |  | 0
111 |  | Sanitary Pipe | 96 | 10% | 105.6 | LF |  | 0
112 |  | Vent Pipe | 80 | 10% | 88 | LF |  | 0
Plumbing Fixtures
113 |  | Water Closet, Gerber Maxwell #DF21-112, Finish: White, Seat: Bemis #1200TCA, Closed Front W/ Cover | 4 | 0% | 4 | EA |  | 0
114 |  | Washing Machine, Drain Pan: Oatey # 34067, Washing Machine Box: LSP #OB213 (Color: White) | 2 | 0% | 2 | EA |  | 0
115 |  | Refrigrator Ice Maker, Provided in another Division, Trim & Accessories: Wall Box: LSP #OB905 (Color: White) | 2 | 0% | 2 | EA |  | 0
116 |  | Lavatory, Bowl Provided in Other Division, Trim & Accessories: Faucet: Moen Method #66810, Finish: Chrome, Aerator: Moen 0.5 GPM Flow Restricter | 4 | 0% | 4 | EA |  | 0
117 |  | Combination Bath Tub/Shower, MFG: Sterling Enesmble 60" x 32" Tub #71121110 #71121120, Finish: White, Trim Kit: Moen Method #T62803EP, Finish: Chrome, Pressure Balance Valve: Moen #62320 | 2 | 0% | 2 | EA |  | 0
118 |  | Shower (60" x 32" Receptor), Sterling Enesmble#72181110 #7218120, Finish: White, Drain: Profolo #PF101PNC, Trim & Accessories: Trim Kit: MOen Method #T62802EP, Finish: Chrome | 2 | 0% | 2 | EA |  | 0
119 |  | Kitchen Sink, Bowl Provided in other Division, Trim & Accessories: Faucet: Olympia i2 #K-5020-BN, Finish: Brush Nickel, Aerator: 1.5 GPM Brush Nickel | 2 | 0% | 2 | EA |  | 0
120 |  | Dishwasher, Provided in another Division | 2 | 0% | 2 | EA |  | 0
Unit E2 - ( 2 Aparments)
Piping
121 |  | Cold Water Pipe | 133 | 10% | 146.3 | LF |  | 0
122 |  | Hot Water Pipe | 126 | 10% | 138.6 | LF |  | 0
123 |  | Sanitary Pipe | 84 | 10% | 92.4 | LF |  | 0
124 |  | Vent Pipe | 106 | 10% | 116.6 | LF |  | 0
Plumbing Fixtures
125 |  | Water Closet, Gerber Maxwell #DF21-112, Finish: White, Seat: Bemis #1200TCA, Closed Front W/ Cover | 4 | 0% | 4 | EA |  | 0
126 |  | Washing Machine, Drain Pan: Oatey # 34067, Washing Machine Box: LSP #OB213 (Color: White) | 2 | 0% | 2 | EA |  | 0
127 |  | Refrigrator Ice Maker, Provided in another Division, Trim & Accessories: Wall Box: LSP #OB905 (Color: White) | 2 | 0% | 2 | EA |  | 0
128 |  | Lavatory, Bowl Provided in Other Division, Trim & Accessories: Faucet: Moen Method #66810, Finish: Chrome, Aerator: Moen 0.5 GPM Flow Restricter | 6 | 0% | 6 | EA |  | 0
129 |  | Combination Bath Tub/Shower, MFG: Sterling Enesmble 60" x 32" Tub #71121110 #71121120, Finish: White, Trim Kit: Moen Method #T62803EP, Finish: Chrome, Pressure Balance Valve: Moen #62320 | 2 | 0% | 2 | EA |  | 0
130 |  | Shower (60" x 32" Receptor), Sterling Enesmble#72181110 #7218120, Finish: White, Drain: Profolo #PF101PNC, Trim & Accessories: Trim Kit: MOen Method #T62802EP, Finish: Chrome | 2 | 0% | 2 | EA |  | 0
131 |  | Kitchen Sink, Bowl Provided in other Division, Trim & Accessories: Faucet: Olympia i2 #K-5020-BN, Finish: Brush Nickel, Aerator: 1.5 GPM Brush Nickel | 2 | 0% | 2 | EA |  | 0
132 |  | Dishwasher, Provided in another Division | 2 | 0% | 2 | EA |  | 0
Unit F - ( 4 Aparments)
Piping
133 |  | Cold Water Pipe | 224 | 10% | 246.4 | LF |  | 0
134 |  | Hot Water Pipe | 240 | 10% | 264 | LF |  | 0
135 |  | Sanitary Pipe | 92.4 | 10% | 101.64 | LF |  | 0
136 |  | Vent Pipe | 136 | 10% | 149.6 | LF |  | 0
Plumbing Fixtures
137 |  | Water Closet, Gerber Maxwell #DF21-112, Finish: White, Seat: Bemis #1200TCA, Closed Front W/ Cover | 8 | 0% | 8 | EA |  | 0
138 |  | Washing Machine, Drain Pan: Oatey # 34067, Washing Machine Box: LSP #OB213 (Color: White) | 4 | 0% | 4 | EA |  | 0
139 |  | Refrigrator Ice Maker, Provided in another Division, Trim & Accessories: Wall Box: LSP #OB905 (Color: White) | 4 | 0% | 4 | EA |  | 0
140 |  | Lavatory, Bowl Provided in Other Division, Trim & Accessories: Faucet: Moen Method #66810, Finish: Chrome, Aerator: Moen 0.5 GPM Flow Restricter | 12 | 0% | 12 | EA |  | 0
141 |  | Combination Bath Tub/Shower, MFG: Sterling Enesmble 60" x 32" Tub #71121110 #71121120, Finish: White, Trim Kit: Moen Method #T62803EP, Finish: Chrome, Pressure Balance Valve: Moen #62320 | 4 | 0% | 4 | EA |  | 0
142 |  | Shower (60" x 32" Receptor), Sterling Enesmble#72181110 #7218120, Finish: White, Drain: Profolo #PF101PNC, Trim & Accessories: Trim Kit: MOen Method #T62802EP, Finish: Chrome | 4 | 0% | 4 | EA |  | 0
143 |  | Kitchen Sink, Bowl Provided in other Division, Trim & Accessories: Faucet: Olympia i2 #K-5020-BN, Finish: Brush Nickel, Aerator: 1.5 GPM Brush Nickel | 4 | 0% | 4 | EA |  | 0
144 |  | Dishwasher, Provided in another Division | 4 | 0% | 4 | EA |  | 0
Fourth Floor
Common Area
Piping
145 |  | Vent Pipe | 211 | 10% | 232.1 | LF |  | 0
Unit A - ( 2 Aparments)
Piping
146 |  | Cold Water Pipe | 112 | 10% | 123.2 | LF |  | 0
147 |  | Hot Water Pipe | 94 | 10% | 103.4 | LF |  | 0
148 |  | Sanitary Pipe | 45 | 10% | 49.5 | LF |  | 0
149 |  | Vent Pipe | 64 | 10% | 70.4 | LF |  | 0
Plumbing Fixtures
150 |  | Water Closet, Gerber Maxwell #DF21-112, Finish: White, Seat: Bemis #1200TCA, Closed Front W/ Cover | 2 | 0% | 2 | EA |  | 0
151 |  | Washing Machine, Drain Pan: Oatey # 34067, Washing Machine Box: LSP #OB213 (Color: White) | 2 | 0% | 2 | EA |  | 0
152 |  | Refrigrator Ice Maker, Provided in another Division, Trim & Accessories: Wall Box: LSP #OB905 (Color: White) | 2 | 0% | 2 | EA |  | 0
153 |  | Lavatory, Bowl Provided in Other Division, Trim & Accessories: Faucet: Moen Method #66810, Finish: Chrome, Aerator: Moen 0.5 GPM Flow Restricter | 2 | 0% | 2 | EA |  | 0
154 |  | Combination Bath Tub/Shower, MFG: Sterling Enesmble 60" x 32" Tub #71121110 #71121120, Finish: White, Trim Kit: Moen Method #T62803EP, Finish: Chrome, Pressure Balance Valve: Moen #62320 | 2 | 0% | 2 | EA |  | 0
155 |  | Kitchen Sink, Bowl Provided in other Division, Trim & Accessories: Faucet: Olympia i2 #K-5020-BN, Finish: Brush Nickel, Aerator: 1.5 GPM Brush Nickel | 2 | 0% | 2 | EA |  | 0
156 |  | Dishwasher, Provided in another Division | 2 | 0% | 2 | EA |  | 0
Unit C - ( 2 Aparments)
Piping
157 |  | Cold Water Pipe | 106 | 10% | 116.6 | LF |  | 0
158 |  | Hot Water Pipe | 74 | 10% | 81.4 | LF |  | 0
159 |  | Sanitary Pipe | 44 | 10% | 48.4 | LF |  | 0
160 |  | Vent Pipe | 70 | 10% | 77 | LF |  | 0
Plumbing Fixtures
161 |  | Water Closet, Gerber Maxwell #DF21-112, Finish: White, Seat: Bemis #1200TCA, Closed Front W/ Cover | 2 | 0% | 2 | EA |  | 0
162 |  | Washing Machine, Drain Pan: Oatey # 34067, Washing Machine Box: LSP #OB213 (Color: White) | 2 | 0% | 2 | EA |  | 0
163 |  | Refrigrator Ice Maker, Provided in another Division, Trim & Accessories: Wall Box: LSP #OB905 (Color: White) | 2 | 0% | 2 | EA |  | 0
164 |  | Lavatory, Bowl Provided in Other Division, Trim & Accessories: Faucet: Moen Method #66810, Finish: Chrome, Aerator: Moen 0.5 GPM Flow Restricter | 2 | 0% | 2 | EA |  | 0
165 |  | Combination Bath Tub/Shower, MFG: Sterling Enesmble 60" x 32" Tub #71121110 #71121120, Finish: White, Trim Kit: Moen Method #T62803EP, Finish: Chrome, Pressure Balance Valve: Moen #62320 | 2 | 0% | 2 | EA |  | 0
166 |  | Kitchen Sink, Bowl Provided in other Division, Trim & Accessories: Faucet: Olympia i2 #K-5020-BN, Finish: Brush Nickel, Aerator: 1.5 GPM Brush Nickel | 2 | 0% | 2 | EA |  | 0
167 |  | Dishwasher, Provided in another Division | 2 | 0% | 2 | EA |  | 0
Unit D - ( 2 Aparments)
Piping
168 |  | Cold Water Pipe | 100 | 10% | 110 | LF |  | 0
169 |  | Hot Water Pipe | 94 | 10% | 103.4 | LF |  | 0
170 |  | Sanitary Pipe | 96 | 10% | 105.6 | LF |  | 0
171 |  | Vent Pipe | 80 | 10% | 88 | LF |  | 0
Plumbing Fixtures
172 |  | Water Closet, Gerber Maxwell #DF21-112, Finish: White, Seat: Bemis #1200TCA, Closed Front W/ Cover | 4 | 0% | 4 | EA |  | 0
173 |  | Washing Machine, Drain Pan: Oatey # 34067, Washing Machine Box: LSP #OB213 (Color: White) | 2 | 0% | 2 | EA |  | 0
174 |  | Refrigrator Ice Maker, Provided in another Division, Trim & Accessories: Wall Box: LSP #OB905 (Color: White) | 2 | 0% | 2 | EA |  | 0
175 |  | Lavatory, Bowl Provided in Other Division, Trim & Accessories: Faucet: Moen Method #66810, Finish: Chrome, Aerator: Moen 0.5 GPM Flow Restricter | 4 | 0% | 4 | EA |  | 0
176 |  | Combination Bath Tub/Shower, MFG: Sterling Enesmble 60" x 32" Tub #71121110 #71121120, Finish: White, Trim Kit: Moen Method #T62803EP, Finish: Chrome, Pressure Balance Valve: Moen #62320 | 2 | 0% | 2 | EA |  | 0
177 |  | Shower (60" x 32" Receptor), Sterling Enesmble#72181110 #7218120, Finish: White, Drain: Profolo #PF101PNC, Trim & Accessories: Trim Kit: MOen Method #T62802EP, Finish: Chrome | 2 | 0% | 2 | EA |  | 0
178 |  | Kitchen Sink, Bowl Provided in other Division, Trim & Accessories: Faucet: Olympia i2 #K-5020-BN, Finish: Brush Nickel, Aerator: 1.5 GPM Brush Nickel | 2 | 0% | 2 | EA |  | 0
179 |  | Dishwasher, Provided in another Division | 2 | 0% | 2 | EA |  | 0
Unit E2 - ( 2 Aparments)
Piping
180 |  | Cold Water Pipe | 133 | 10% | 146.3 | LF |  | 0
181 |  | Hot Water Pipe | 126 | 10% | 138.6 | LF |  | 0
182 |  | Sanitary Pipe | 84 | 10% | 92.4 | LF |  | 0
183 |  | Vent Pipe | 106 | 10% | 116.6 | LF |  | 0
Plumbing Fixtures
184 |  | Water Closet, Gerber Maxwell #DF21-112, Finish: White, Seat: Bemis #1200TCA, Closed Front W/ Cover | 4 | 0% | 4 | EA |  | 0
185 |  | Washing Machine, Drain Pan: Oatey # 34067, Washing Machine Box: LSP #OB213 (Color: White) | 2 | 0% | 2 | EA |  | 0
186 |  | Refrigrator Ice Maker, Provided in another Division, Trim & Accessories: Wall Box: LSP #OB905 (Color: White) | 2 | 0% | 2 | EA |  | 0
187 |  | Lavatory, Bowl Provided in Other Division, Trim & Accessories: Faucet: Moen Method #66810, Finish: Chrome, Aerator: Moen 0.5 GPM Flow Restricter | 6 | 0% | 6 | EA |  | 0
188 |  | Combination Bath Tub/Shower, MFG: Sterling Enesmble 60" x 32" Tub #71121110 #71121120, Finish: White, Trim Kit: Moen Method #T62803EP, Finish: Chrome, Pressure Balance Valve: Moen #62320 | 2 | 0% | 2 | EA |  | 0
189 |  | Shower (60" x 32" Receptor), Sterling Enesmble#72181110 #7218120, Finish: White, Drain: Profolo #PF101PNC, Trim & Accessories: Trim Kit: MOen Method #T62802EP, Finish: Chrome | 2 | 0% | 2 | EA |  | 0
190 |  | Kitchen Sink, Bowl Provided in other Division, Trim & Accessories: Faucet: Olympia i2 #K-5020-BN, Finish: Brush Nickel, Aerator: 1.5 GPM Brush Nickel | 2 | 0% | 2 | EA |  | 0
191 |  | Dishwasher, Provided in another Division | 2 | 0% | 2 | EA |  | 0
Unit F - ( 4 Aparments)
Piping
192 |  | Cold Water Pipe | 224 | 10% | 246.4 | LF |  | 0
193 |  | Hot Water Pipe | 240 | 10% | 264 | LF |  | 0
194 |  | Sanitary Pipe | 92.4 | 10% | 101.64 | LF |  | 0
195 |  | Vent Pipe | 136 | 10% | 149.6 | LF |  | 0
Plumbing Fixtures
196 |  | Water Closet, Gerber Maxwell #DF21-112, Finish: White, Seat: Bemis #1200TCA, Closed Front W/ Cover | 8 | 0% | 8 | EA |  | 0
197 |  | Washing Machine, Drain Pan: Oatey # 34067, Washing Machine Box: LSP #OB213 (Color: White) | 4 | 0% | 4 | EA |  | 0
198 |  | Refrigrator Ice Maker, Provided in another Division, Trim & Accessories: Wall Box: LSP #OB905 (Color: White) | 4 | 0% | 4 | EA |  | 0
199 |  | Lavatory, Bowl Provided in Other Division, Trim & Accessories: Faucet: Moen Method #66810, Finish: Chrome, Aerator: Moen 0.5 GPM Flow Restricter | 12 | 0% | 12 | EA |  | 0
200 |  | Combination Bath Tub/Shower, MFG: Sterling Enesmble 60" x 32" Tub #71121110 #71121120, Finish: White, Trim Kit: Moen Method #T62803EP, Finish: Chrome, Pressure Balance Valve: Moen #62320 | 4 | 0% | 4 | EA |  | 0
201 |  | Shower (60" x 32" Receptor), Sterling Enesmble#72181110 #7218120, Finish: White, Drain: Profolo #PF101PNC, Trim & Accessories: Trim Kit: MOen Method #T62802EP, Finish: Chrome | 4 | 0% | 4 | EA |  | 0
202 |  | Kitchen Sink, Bowl Provided in other Division, Trim & Accessories: Faucet: Olympia i2 #K-5020-BN, Finish: Brush Nickel, Aerator: 1.5 GPM Brush Nickel | 4 | 0% | 4 | EA |  | 0
203 |  | Dishwasher, Provided in another Division | 4 | 0% | 4 | EA |  | 0
Roof Plan
Piping
204 |  | 6" Vent Through Roof | 648 | 10% | 712.8 | LF |  | 0
Building B
Sub Slab Plan
Piping
205 |  | Sanitary Pipe | 580 | 10% | 638 | LF |  | 0
206 |  | Storm Water Pipe | 333 | 10% | 366.3 | LF |  | 0
First Floor
Common Area
Piping
207 |  | Cold Water Pipe | 254 | 10% | 279.4 | LF |  | 0
208 |  | Sanitary Pipe | 12 | 10% | 13.2 | LF |  | 0
209 |  | Vent Pipe | 13 | 10% | 14.3 | LF |  | 0
Unit A - ( 6 Aparments)
Piping
210 |  | Cold Water Pipe | 337 | 10% | 370.7 | LF |  | 0
211 |  | Hot Water Pipe | 288 | 10% | 316.8 | LF |  | 0
212 |  | Sanitary Pipe | 133 | 10% | 146.3 | LF |  | 0
213 |  | Vent Pipe | 193 | 10% | 212.3 | LF |  | 0
Plumbing Fixtures
214 |  | Water Closet, Gerber Maxwell #DF21-112, Finish: White, Seat: Bemis #1200TCA, Closed Front W/ Cover | 6 | 0% | 6 | EA |  | 0
215 |  | Washing Machine, Drain Pan: Oatey # 34067, Washing Machine Box: LSP #OB213 (Color: White) | 6 | 0% | 6 | EA |  | 0
216 |  | Refrigrator Ice Maker, Provided in another Division, Trim & Accessories: Wall Box: LSP #OB905 (Color: White) | 6 | 0% | 6 | EA |  | 0
217 |  | Lavatory, Bowl Provided in Other Division, Trim & Accessories: Faucet: Moen Method #66810, Finish: Chrome, Aerator: Moen 0.5 GPM Flow Restricter | 6 | 0% | 6 | EA |  | 0
218 |  | Combination Bath Tub/Shower, MFG: Sterling Enesmble 60" x 32" Tub #71121110 #71121120, Finish: White, Trim Kit: Moen Method #T62803EP, Finish: Chrome, Pressure Balance Valve: Moen #62320 | 6 | 0% | 6 | EA |  | 0
219 |  | Kitchen Sink, Bowl Provided in other Division, Trim & Accessories: Faucet: Olympia i2 #K-5020-BN, Finish: Brush Nickel, Aerator: 1.5 GPM Brush Nickel | 6 | 0% | 6 | EA |  | 0
220 |  | Dishwasher, Provided in another Division | 6 | 0% | 6 | EA |  | 0
Unit C - ( 1 Aparments)
Piping
221 |  | Cold Water Pipe | 52.994 | 10% | 58.2934 | LF |  | 0
222 |  | Hot Water Pipe | 36.854 | 10% | 40.5394 | LF |  | 0
223 |  | Sanitary Pipe | 21.905 | 10% | 24.0955 | LF |  | 0
224 |  | Vent Pipe | 35.828 | 10% | 39.4108 | LF |  | 0
Plumbing Fixtures
225 |  | Water Closet, Gerber Maxwell #DF21-112, Finish: White, Seat: Bemis #1200TCA, Closed Front W/ Cover | 1 | 0% | 1 | EA |  | 0
226 |  | Washing Machine, Drain Pan: Oatey # 34067, Washing Machine Box: LSP #OB213 (Color: White) | 1 | 0% | 1 | EA |  | 0
227 |  | Refrigrator Ice Maker, Provided in another Division, Trim & Accessories: Wall Box: LSP #OB905 (Color: White) | 1 | 0% | 1 | EA |  | 0
228 |  | Lavatory, Bowl Provided in Other Division, Trim & Accessories: Faucet: Moen Method #66810, Finish: Chrome, Aerator: Moen 0.5 GPM Flow Restricter | 1 | 0% | 1 | EA |  | 0
229 |  | Combination Bath Tub/Shower, MFG: Sterling Enesmble 60" x 32" Tub #71121110 #71121120, Finish: White, Trim Kit: Moen Method #T62803EP, Finish: Chrome, Pressure Balance Valve: Moen #62320 | 1 | 0% | 1 | EA |  | 0
230 |  | Kitchen Sink, Bowl Provided in other Division, Trim & Accessories: Faucet: Olympia i2 #K-5020-BN, Finish: Brush Nickel, Aerator: 1.5 GPM Brush Nickel | 1 | 0% | 1 | EA |  | 0
231 |  | Dishwasher, Provided in another Division | 1 | 0% | 1 | EA |  | 0
Unit CA - ( 1 Aparments)
Piping
232 |  | Cold Water Pipe | 52.994 | 10% | 58.2934 | LF |  | 0
233 |  | Hot Water Pipe | 36.854 | 10% | 40.5394 | LF |  | 0
234 |  | Sanitary Pipe | 21.905 | 10% | 24.0955 | LF |  | 0
235 |  | Vent Pipe | 35.828 | 10% | 39.4108 | LF |  | 0
Plumbing Fixtures
236 |  | Water Closet, Gerber Maxwell #DF21-112, Finish: White, Seat: Bemis #1200TCA, Closed Front W/ Cover | 1 | 0% | 1 | EA |  | 0
237 |  | Washing Machine, Drain Pan: Oatey # 34067, Washing Machine Box: LSP #OB213 (Color: White) | 1 | 0% | 1 | EA |  | 0
238 |  | Refrigrator Ice Maker, Provided in another Division, Trim & Accessories: Wall Box: LSP #OB905 (Color: White) | 1 | 0% | 1 | EA |  | 0
239 |  | Lavatory, Bowl Provided in Other Division, Trim & Accessories: Faucet: Moen Method #66810, Finish: Chrome, Aerator: Moen 0.5 GPM Flow Restricter | 1 | 0% | 1 | EA |  | 0
240 |  | Combination Bath Tub/Shower, MFG: Sterling Enesmble 60" x 32" Tub #71121110 #71121120, Finish: White, Trim Kit: Moen Method #T62803EP, Finish: Chrome, Pressure Balance Valve: Moen #62320 | 1 | 0% | 1 | EA |  | 0
241 |  | Kitchen Sink, Bowl Provided in other Division, Trim & Accessories: Faucet: Olympia i2 #K-5020-BN, Finish: Brush Nickel, Aerator: 1.5 GPM Brush Nickel | 1 | 0% | 1 | EA |  | 0
242 |  | Dishwasher, Provided in another Division | 1 | 0% | 1 | EA |  | 0
Unit F - ( 4 Aparments)
Piping
243 |  | Cold Water Pipe | 224 | 10% | 246.4 | LF |  | 0
244 |  | Hot Water Pipe | 240 | 10% | 264 | LF |  | 0
245 |  | Sanitary Pipe | 92.4 | 10% | 101.64 | LF |  | 0
246 |  | Vent Pipe | 136 | 10% | 149.6 | LF |  | 0
Plumbing Fixtures
247 |  | Water Closet, Gerber Maxwell #DF21-112, Finish: White, Seat: Bemis #1200TCA, Closed Front W/ Cover | 8 | 0% | 8 | EA |  | 0
248 |  | Washing Machine, Drain Pan: Oatey # 34067, Washing Machine Box: LSP #OB213 (Color: White) | 4 | 0% | 4 | EA |  | 0
249 |  | Refrigrator Ice Maker, Provided in another Division, Trim & Accessories: Wall Box: LSP #OB905 (Color: White) | 4 | 0% | 4 | EA |  | 0
250 |  | Lavatory, Bowl Provided in Other Division, Trim & Accessories: Faucet: Moen Method #66810, Finish: Chrome, Aerator: Moen 0.5 GPM Flow Restricter | 12 | 0% | 12 | EA |  | 0
251 |  | Combination Bath Tub/Shower, MFG: Sterling Enesmble 60" x 32" Tub #71121110 #71121120, Finish: White, Trim Kit: Moen Method #T62803EP, Finish: Chrome, Pressure Balance Valve: Moen #62320 | 4 | 0% | 4 | EA |  | 0
252 |  | Shower (60" x 32" Receptor), Sterling Enesmble#72181110 #7218120, Finish: White, Drain: Profolo #PF101PNC, Trim & Accessories: Trim Kit: MOen Method #T62802EP, Finish: Chrome | 4 | 0% | 4 | EA |  | 0
253 |  | Kitchen Sink, Bowl Provided in other Division, Trim & Accessories: Faucet: Olympia i2 #K-5020-BN, Finish: Brush Nickel, Aerator: 1.5 GPM Brush Nickel | 4 | 0% | 4 | EA |  | 0
254 |  | Dishwasher, Provided in another Division | 4 | 0% | 4 | EA |  | 0
Second Floor
Common Area
Piping
255 |  | Vent Pipe | 3.63 | 10% | 3.993 | LF |  | 0
Unit A - ( 4 Aparments)
Piping
256 |  | Cold Water Pipe | 224 | 10% | 246.4 | LF |  | 0
257 |  | Hot Water Pipe | 188 | 10% | 206.8 | LF |  | 0
258 |  | Sanitary Pipe | 90 | 10% | 99 | LF |  | 0
259 |  | Vent Pipe | 128 | 10% | 140.8 | LF |  | 0
Plumbing Fixtures
260 |  | Water Closet, Gerber Maxwell #DF21-112, Finish: White, Seat: Bemis #1200TCA, Closed Front W/ Cover | 4 | 0% | 4 | EA |  | 0
261 |  | Washing Machine, Drain Pan: Oatey # 34067, Washing Machine Box: LSP #OB213 (Color: White) | 4 | 0% | 4 | EA |  | 0
262 |  | Refrigrator Ice Maker, Provided in another Division, Trim & Accessories: Wall Box: LSP #OB905 (Color: White) | 4 | 0% | 4 | EA |  | 0
263 |  | Lavatory, Bowl Provided in Other Division, Trim & Accessories: Faucet: Moen Method #66810, Finish: Chrome, Aerator: Moen 0.5 GPM Flow Restricter | 4 | 0% | 4 | EA |  | 0
264 |  | Combination Bath Tub/Shower, MFG: Sterling Enesmble 60" x 32" Tub #71121110 #71121120, Finish: White, Trim Kit: Moen Method #T62803EP, Finish: Chrome, Pressure Balance Valve: Moen #62320 | 4 | 0% | 4 | EA |  | 0
265 |  | Kitchen Sink, Bowl Provided in other Division, Trim & Accessories: Faucet: Olympia i2 #K-5020-BN, Finish: Brush Nickel, Aerator: 1.5 GPM Brush Nickel | 4 | 0% | 4 | EA |  | 0
266 |  | Dishwasher, Provided in another Division | 4 | 0% | 4 | EA |  | 0
Unit D - ( 2 Aparments)
Piping
267 |  | Cold Water Pipe | 100 | 10% | 110 | LF |  | 0
268 |  | Hot Water Pipe | 94 | 10% | 103.4 | LF |  | 0
269 |  | Sanitary Pipe | 96 | 10% | 105.6 | LF |  | 0
270 |  | Vent Pipe | 80 | 10% | 88 | LF |  | 0
Plumbing Fixtures
271 |  | Water Closet, Gerber Maxwell #DF21-112, Finish: White, Seat: Bemis #1200TCA, Closed Front W/ Cover | 4 | 0% | 4 | EA |  | 0
272 |  | Washing Machine, Drain Pan: Oatey # 34067, Washing Machine Box: LSP #OB213 (Color: White) | 2 | 0% | 2 | EA |  | 0
273 |  | Refrigrator Ice Maker, Provided in another Division, Trim & Accessories: Wall Box: LSP #OB905 (Color: White) | 2 | 0% | 2 | EA |  | 0
274 |  | Lavatory, Bowl Provided in Other Division, Trim & Accessories: Faucet: Moen Method #66810, Finish: Chrome, Aerator: Moen 0.5 GPM Flow Restricter | 4 | 0% | 4 | EA |  | 0
275 |  | Combination Bath Tub/Shower, MFG: Sterling Enesmble 60" x 32" Tub #71121110 #71121120, Finish: White, Trim Kit: Moen Method #T62803EP, Finish: Chrome, Pressure Balance Valve: Moen #62320 | 2 | 0% | 2 | EA |  | 0
276 |  | Shower (60" x 32" Receptor), Sterling Enesmble#72181110 #7218120, Finish: White, Drain: Profolo #PF101PNC, Trim & Accessories: Trim Kit: MOen Method #T62802EP, Finish: Chrome | 2 | 0% | 2 | EA |  | 0
277 |  | Kitchen Sink, Bowl Provided in other Division, Trim & Accessories: Faucet: Olympia i2 #K-5020-BN, Finish: Brush Nickel, Aerator: 1.5 GPM Brush Nickel | 2 | 0% | 2 | EA |  | 0
278 |  | Dishwasher, Provided in another Division | 2 | 0% | 2 | EA |  | 0
Unit E - ( 2 Aparments)
Piping
279 |  | Cold Water Pipe | 133 | 10% | 146.3 | LF |  | 0
280 |  | Hot Water Pipe | 126 | 10% | 138.6 | LF |  | 0
281 |  | Sanitary Pipe | 84 | 10% | 92.4 | LF |  | 0
282 |  | Vent Pipe | 106 | 10% | 116.6 | LF |  | 0
Plumbing Fixtures
283 |  | Water Closet, Gerber Maxwell #DF21-112, Finish: White, Seat: Bemis #1200TCA, Closed Front W/ Cover | 4 | 0% | 4 | EA |  | 0
284 |  | Washing Machine, Drain Pan: Oatey # 34067, Washing Machine Box: LSP #OB213 (Color: White) | 2 | 0% | 2 | EA |  | 0
285 |  | Refrigrator Ice Maker, Provided in another Division, Trim & Accessories: Wall Box: LSP #OB905 (Color: White) | 2 | 0% | 2 | EA |  | 0
286 |  | Lavatory, Bowl Provided in Other Division, Trim & Accessories: Faucet: Moen Method #66810, Finish: Chrome, Aerator: Moen 0.5 GPM Flow Restricter | 6 | 0% | 6 | EA |  | 0
287 |  | Combination Bath Tub/Shower, MFG: Sterling Enesmble 60" x 32" Tub #71121110 #71121120, Finish: White, Trim Kit: Moen Method #T62803EP, Finish: Chrome, Pressure Balance Valve: Moen #62320 | 2 | 0% | 2 | EA |  | 0
288 |  | Shower (60" x 32" Receptor), Sterling Enesmble#72181110 #7218120, Finish: White, Drain: Profolo #PF101PNC, Trim & Accessories: Trim Kit: MOen Method #T62802EP, Finish: Chrome | 2 | 0% | 2 | EA |  | 0
289 |  | Kitchen Sink, Bowl Provided in other Division, Trim & Accessories: Faucet: Olympia i2 #K-5020-BN, Finish: Brush Nickel, Aerator: 1.5 GPM Brush Nickel | 2 | 0% | 2 | EA |  | 0
290 |  | Dishwasher, Provided in another Division | 2 | 0% | 2 | EA |  | 0
Unit F - ( 4 Aparments)
Piping
291 |  | Cold Water Pipe | 224 | 10% | 246.4 | LF |  | 0
292 |  | Hot Water Pipe | 240 | 10% | 264 | LF |  | 0
293 |  | Sanitary Pipe | 92.4 | 10% | 101.64 | LF |  | 0
294 |  | Vent Pipe | 136 | 10% | 149.6 | LF |  | 0
Plumbing Fixtures
295 |  | Water Closet, Gerber Maxwell #DF21-112, Finish: White, Seat: Bemis #1200TCA, Closed Front W/ Cover | 8 | 0% | 8 | EA |  | 0
296 |  | Washing Machine, Drain Pan: Oatey # 34067, Washing Machine Box: LSP #OB213 (Color: White) | 4 | 0% | 4 | EA |  | 0
297 |  | Refrigrator Ice Maker, Provided in another Division, Trim & Accessories: Wall Box: LSP #OB905 (Color: White) | 4 | 0% | 4 | EA |  | 0
298 |  | Lavatory, Bowl Provided in Other Division, Trim & Accessories: Faucet: Moen Method #66810, Finish: Chrome, Aerator: Moen 0.5 GPM Flow Restricter | 12 | 0% | 12 | EA |  | 0
299 |  | Combination Bath Tub/Shower, MFG: Sterling Enesmble 60" x 32" Tub #71121110 #71121120, Finish: White, Trim Kit: Moen Method #T62803EP, Finish: Chrome, Pressure Balance Valve: Moen #62320 | 4 | 0% | 4 | EA |  | 0
300 |  | Shower (60" x 32" Receptor), Sterling Enesmble#72181110 #7218120, Finish: White, Drain: Profolo #PF101PNC, Trim & Accessories: Trim Kit: MOen Method #T62802EP, Finish: Chrome | 4 | 0% | 4 | EA |  | 0
301 |  | Kitchen Sink, Bowl Provided in other Division, Trim & Accessories: Faucet: Olympia i2 #K-5020-BN, Finish: Brush Nickel, Aerator: 1.5 GPM Brush Nickel | 4 | 0% | 4 | EA |  | 0
302 |  | Dishwasher, Provided in another Division | 4 | 0% | 4 | EA |  | 0
Third Floor
Common Area
Piping
303 |  | Vent Pipe | 3.63 | 10% | 3.993 | LF |  | 0
Unit A - ( 4 Aparments)
Piping
304 |  | Cold Water Pipe | 224 | 10% | 246.4 | LF |  | 0
305 |  | Hot Water Pipe | 188 | 10% | 206.8 | LF |  | 0
306 |  | Sanitary Pipe | 90 | 10% | 99 | LF |  | 0
307 |  | Vent Pipe | 128 | 10% | 140.8 | LF |  | 0
Plumbing Fixtures
308 |  | Water Closet, Gerber Maxwell #DF21-112, Finish: White, Seat: Bemis #1200TCA, Closed Front W/ Cover | 4 | 0% | 4 | EA |  | 0
309 |  | Washing Machine, Drain Pan: Oatey # 34067, Washing Machine Box: LSP #OB213 (Color: White) | 4 | 0% | 4 | EA |  | 0
310 |  | Refrigrator Ice Maker, Provided in another Division, Trim & Accessories: Wall Box: LSP #OB905 (Color: White) | 4 | 0% | 4 | EA |  | 0
311 |  | Lavatory, Bowl Provided in Other Division, Trim & Accessories: Faucet: Moen Method #66810, Finish: Chrome, Aerator: Moen 0.5 GPM Flow Restricter | 4 | 0% | 4 | EA |  | 0
312 |  | Combination Bath Tub/Shower, MFG: Sterling Enesmble 60" x 32" Tub #71121110 #71121120, Finish: White, Trim Kit: Moen Method #T62803EP, Finish: Chrome, Pressure Balance Valve: Moen #62320 | 4 | 0% | 4 | EA |  | 0
313 |  | Kitchen Sink, Bowl Provided in other Division, Trim & Accessories: Faucet: Olympia i2 #K-5020-BN, Finish: Brush Nickel, Aerator: 1.5 GPM Brush Nickel | 4 | 0% | 4 | EA |  | 0
314 |  | Dishwasher, Provided in another Division | 4 | 0% | 4 | EA |  | 0
Unit D - ( 2 Aparments)
Piping
315 |  | Cold Water Pipe | 100 | 10% | 110 | LF |  | 0
316 |  | Hot Water Pipe | 94 | 10% | 103.4 | LF |  | 0
317 |  | Sanitary Pipe | 96 | 10% | 105.6 | LF |  | 0
318 |  | Vent Pipe | 80 | 10% | 88 | LF |  | 0
Plumbing Fixtures
319 |  | Water Closet, Gerber Maxwell #DF21-112, Finish: White, Seat: Bemis #1200TCA, Closed Front W/ Cover | 4 | 0% | 4 | EA |  | 0
320 |  | Washing Machine, Drain Pan: Oatey # 34067, Washing Machine Box: LSP #OB213 (Color: White) | 2 | 0% | 2 | EA |  | 0
321 |  | Refrigrator Ice Maker, Provided in another Division, Trim & Accessories: Wall Box: LSP #OB905 (Color: White) | 2 | 0% | 2 | EA |  | 0
322 |  | Lavatory, Bowl Provided in Other Division, Trim & Accessories: Faucet: Moen Method #66810, Finish: Chrome, Aerator: Moen 0.5 GPM Flow Restricter | 4 | 0% | 4 | EA |  | 0
323 |  | Combination Bath Tub/Shower, MFG: Sterling Enesmble 60" x 32" Tub #71121110 #71121120, Finish: White, Trim Kit: Moen Method #T62803EP, Finish: Chrome, Pressure Balance Valve: Moen #62320 | 2 | 0% | 2 | EA |  | 0
324 |  | Shower (60" x 32" Receptor), Sterling Enesmble#72181110 #7218120, Finish: White, Drain: Profolo #PF101PNC, Trim & Accessories: Trim Kit: MOen Method #T62802EP, Finish: Chrome | 2 | 0% | 2 | EA |  | 0
325 |  | Kitchen Sink, Bowl Provided in other Division, Trim & Accessories: Faucet: Olympia i2 #K-5020-BN, Finish: Brush Nickel, Aerator: 1.5 GPM Brush Nickel | 2 | 0% | 2 | EA |  | 0
326 |  | Dishwasher, Provided in another Division | 2 | 0% | 2 | EA |  | 0
Unit E - ( 2 Aparments)
Piping
327 |  | Cold Water Pipe | 133 | 10% | 146.3 | LF |  | 0
328 |  | Hot Water Pipe | 126 | 10% | 138.6 | LF |  | 0
329 |  | Sanitary Pipe | 84 | 10% | 92.4 | LF |  | 0
330 |  | Vent Pipe | 106 | 10% | 116.6 | LF |  | 0
Plumbing Fixtures
331 |  | Water Closet, Gerber Maxwell #DF21-112, Finish: White, Seat: Bemis #1200TCA, Closed Front W/ Cover | 4 | 0% | 4 | EA |  | 0
332 |  | Washing Machine, Drain Pan: Oatey # 34067, Washing Machine Box: LSP #OB213 (Color: White) | 2 | 0% | 2 | EA |  | 0
333 |  | Refrigrator Ice Maker, Provided in another Division, Trim & Accessories: Wall Box: LSP #OB905 (Color: White) | 2 | 0% | 2 | EA |  | 0
334 |  | Lavatory, Bowl Provided in Other Division, Trim & Accessories: Faucet: Moen Method #66810, Finish: Chrome, Aerator: Moen 0.5 GPM Flow Restricter | 6 | 0% | 6 | EA |  | 0
335 |  | Combination Bath Tub/Shower, MFG: Sterling Enesmble 60" x 32" Tub #71121110 #71121120, Finish: White, Trim Kit: Moen Method #T62803EP, Finish: Chrome, Pressure Balance Valve: Moen #62320 | 2 | 0% | 2 | EA |  | 0
336 |  | Shower (60" x 32" Receptor), Sterling Enesmble#72181110 #7218120, Finish: White, Drain: Profolo #PF101PNC, Trim & Accessories: Trim Kit: MOen Method #T62802EP, Finish: Chrome | 2 | 0% | 2 | EA |  | 0
337 |  | Kitchen Sink, Bowl Provided in other Division, Trim & Accessories: Faucet: Olympia i2 #K-5020-BN, Finish: Brush Nickel, Aerator: 1.5 GPM Brush Nickel | 2 | 0% | 2 | EA |  | 0
338 |  | Dishwasher, Provided in another Division | 2 | 0% | 2 | EA |  | 0
Unit F - ( 4 Aparments)
Piping
339 |  | Cold Water Pipe | 224 | 10% | 246.4 | LF |  | 0
340 |  | Hot Water Pipe | 240 | 10% | 264 | LF |  | 0
341 |  | Sanitary Pipe | 92.4 | 10% | 101.64 | LF |  | 0
342 |  | Vent Pipe | 136 | 10% | 149.6 | LF |  | 0
Plumbing Fixtures
343 |  | Water Closet, Gerber Maxwell #DF21-112, Finish: White, Seat: Bemis #1200TCA, Closed Front W/ Cover | 8 | 0% | 8 | EA |  | 0
344 |  | Washing Machine, Drain Pan: Oatey # 34067, Washing Machine Box: LSP #OB213 (Color: White) | 4 | 0% | 4 | EA |  | 0
345 |  | Refrigrator Ice Maker, Provided in another Division, Trim & Accessories: Wall Box: LSP #OB905 (Color: White) | 4 | 0% | 4 | EA |  | 0
346 |  | Lavatory, Bowl Provided in Other Division, Trim & Accessories: Faucet: Moen Method #66810, Finish: Chrome, Aerator: Moen 0.5 GPM Flow Restricter | 12 | 0% | 12 | EA |  | 0
347 |  | Combination Bath Tub/Shower, MFG: Sterling Enesmble 60" x 32" Tub #71121110 #71121120, Finish: White, Trim Kit: Moen Method #T62803EP, Finish: Chrome, Pressure Balance Valve: Moen #62320 | 4 | 0% | 4 | EA |  | 0
348 |  | Shower (60" x 32" Receptor), Sterling Enesmble#72181110 #7218120, Finish: White, Drain: Profolo #PF101PNC, Trim & Accessories: Trim Kit: MOen Method #T62802EP, Finish: Chrome | 4 | 0% | 4 | EA |  | 0
349 |  | Kitchen Sink, Bowl Provided in other Division, Trim & Accessories: Faucet: Olympia i2 #K-5020-BN, Finish: Brush Nickel, Aerator: 1.5 GPM Brush Nickel | 4 | 0% | 4 | EA |  | 0
350 |  | Dishwasher, Provided in another Division | 4 | 0% | 4 | EA |  | 0
Fourth Floor
Common Area
Piping
351 |  | Vent Pipe | 213.24 | 10% | 234.564 | LF |  | 0
Unit A - ( 4 Aparments)
Piping
352 |  | Cold Water Pipe | 224 | 10% | 246.4 | LF |  | 0
353 |  | Hot Water Pipe | 188 | 10% | 206.8 | LF |  | 0
354 |  | Sanitary Pipe | 90 | 10% | 99 | LF |  | 0
355 |  | Vent Pipe | 128 | 10% | 140.8 | LF |  | 0
Plumbing Fixtures
356 |  | Water Closet, Gerber Maxwell #DF21-112, Finish: White, Seat: Bemis #1200TCA, Closed Front W/ Cover | 4 | 0% | 4 | EA |  | 0
357 |  | Washing Machine, Drain Pan: Oatey # 34067, Washing Machine Box: LSP #OB213 (Color: White) | 4 | 0% | 4 | EA |  | 0
358 |  | Refrigrator Ice Maker, Provided in another Division, Trim & Accessories: Wall Box: LSP #OB905 (Color: White) | 4 | 0% | 4 | EA |  | 0
359 |  | Lavatory, Bowl Provided in Other Division, Trim & Accessories: Faucet: Moen Method #66810, Finish: Chrome, Aerator: Moen 0.5 GPM Flow Restricter | 4 | 0% | 4 | EA |  | 0
360 |  | Combination Bath Tub/Shower, MFG: Sterling Enesmble 60" x 32" Tub #71121110 #71121120, Finish: White, Trim Kit: Moen Method #T62803EP, Finish: Chrome, Pressure Balance Valve: Moen #62320 | 4 | 0% | 4 | EA |  | 0
361 |  | Kitchen Sink, Bowl Provided in other Division, Trim & Accessories: Faucet: Olympia i2 #K-5020-BN, Finish: Brush Nickel, Aerator: 1.5 GPM Brush Nickel | 4 | 0% | 4 | EA |  | 0
362 |  | Dishwasher, Provided in another Division | 4 | 0% | 4 | EA |  | 0
Unit D - ( 2 Aparments)
Piping
363 |  | Cold Water Pipe | 100 | 10% | 110 | LF |  | 0
364 |  | Hot Water Pipe | 94 | 10% | 103.4 | LF |  | 0
365 |  | Sanitary Pipe | 96 | 10% | 105.6 | LF |  | 0
366 |  | Vent Pipe | 80 | 10% | 88 | LF |  | 0
Plumbing Fixtures
367 |  | Water Closet, Gerber Maxwell #DF21-112, Finish: White, Seat: Bemis #1200TCA, Closed Front W/ Cover | 4 | 0% | 4 | EA |  | 0
368 |  | Washing Machine, Drain Pan: Oatey # 34067, Washing Machine Box: LSP #OB213 (Color: White) | 2 | 0% | 2 | EA |  | 0
369 |  | Refrigrator Ice Maker, Provided in another Division, Trim & Accessories: Wall Box: LSP #OB905 (Color: White) | 2 | 0% | 2 | EA |  | 0
370 |  | Lavatory, Bowl Provided in Other Division, Trim & Accessories: Faucet: Moen Method #66810, Finish: Chrome, Aerator: Moen 0.5 GPM Flow Restricter | 4 | 0% | 4 | EA |  | 0
371 |  | Combination Bath Tub/Shower, MFG: Sterling Enesmble 60" x 32" Tub #71121110 #71121120, Finish: White, Trim Kit: Moen Method #T62803EP, Finish: Chrome, Pressure Balance Valve: Moen #62320 | 2 | 0% | 2 | EA |  | 0
372 |  | Shower (60" x 32" Receptor), Sterling Enesmble#72181110 #7218120, Finish: White, Drain: Profolo #PF101PNC, Trim & Accessories: Trim Kit: MOen Method #T62802EP, Finish: Chrome | 2 | 0% | 2 | EA |  | 0
373 |  | Kitchen Sink, Bowl Provided in other Division, Trim & Accessories: Faucet: Olympia i2 #K-5020-BN, Finish: Brush Nickel, Aerator: 1.5 GPM Brush Nickel | 2 | 0% | 2 | EA |  | 0
374 |  | Dishwasher, Provided in another Division | 2 | 0% | 2 | EA |  | 0
Unit E - ( 2 Aparments)
Piping
375 |  | Cold Water Pipe | 133 | 10% | 146.3 | LF |  | 0
376 |  | Hot Water Pipe | 126 | 10% | 138.6 | LF |  | 0
377 |  | Sanitary Pipe | 84 | 10% | 92.4 | LF |  | 0
378 |  | Vent Pipe | 106 | 10% | 116.6 | LF |  | 0
Plumbing Fixtures
379 |  | Water Closet, Gerber Maxwell #DF21-112, Finish: White, Seat: Bemis #1200TCA, Closed Front W/ Cover | 4 | 0% | 4 | EA |  | 0
380 |  | Washing Machine, Drain Pan: Oatey # 34067, Washing Machine Box: LSP #OB213 (Color: White) | 2 | 0% | 2 | EA |  | 0
381 |  | Refrigrator Ice Maker, Provided in another Division, Trim & Accessories: Wall Box: LSP #OB905 (Color: White) | 2 | 0% | 2 | EA |  | 0
382 |  | Lavatory, Bowl Provided in Other Division, Trim & Accessories: Faucet: Moen Method #66810, Finish: Chrome, Aerator: Moen 0.5 GPM Flow Restricter | 6 | 0% | 6 | EA |  | 0
383 |  | Combination Bath Tub/Shower, MFG: Sterling Enesmble 60" x 32" Tub #71121110 #71121120, Finish: White, Trim Kit: Moen Method #T62803EP, Finish: Chrome, Pressure Balance Valve: Moen #62320 | 2 | 0% | 2 | EA |  | 0
384 |  | Shower (60" x 32" Receptor), Sterling Enesmble#72181110 #7218120, Finish: White, Drain: Profolo #PF101PNC, Trim & Accessories: Trim Kit: MOen Method #T62802EP, Finish: Chrome | 2 | 0% | 2 | EA |  | 0
385 |  | Kitchen Sink, Bowl Provided in other Division, Trim & Accessories: Faucet: Olympia i2 #K-5020-BN, Finish: Brush Nickel, Aerator: 1.5 GPM Brush Nickel | 2 | 0% | 2 | EA |  | 0
386 |  | Dishwasher, Provided in another Division | 2 | 0% | 2 | EA |  | 0
Unit F - ( 4 Aparments)
Piping
387 |  | Cold Water Pipe | 224 | 10% | 246.4 | LF |  | 0
388 |  | Hot Water Pipe | 240 | 10% | 264 | LF |  | 0
389 |  | Sanitary Pipe | 92.4 | 10% | 101.64 | LF |  | 0
390 |  | Vent Pipe | 136 | 10% | 149.6 | LF |  | 0
Plumbing Fixtures
391 |  | Water Closet, Gerber Maxwell #DF21-112, Finish: White, Seat: Bemis #1200TCA, Closed Front W/ Cover | 8 | 0% | 8 | EA |  | 0
392 |  | Washing Machine, Drain Pan: Oatey # 34067, Washing Machine Box: LSP #OB213 (Color: White) | 4 | 0% | 4 | EA |  | 0
393 |  | Refrigrator Ice Maker, Provided in another Division, Trim & Accessories: Wall Box: LSP #OB905 (Color: White) | 4 | 0% | 4 | EA |  | 0
394 |  | Lavatory, Bowl Provided in Other Division, Trim & Accessories: Faucet: Moen Method #66810, Finish: Chrome, Aerator: Moen 0.5 GPM Flow Restricter | 12 | 0% | 12 | EA |  | 0
395 |  | Combination Bath Tub/Shower, MFG: Sterling Enesmble 60" x 32" Tub #71121110 #71121120, Finish: White, Trim Kit: Moen Method #T62803EP, Finish: Chrome, Pressure Balance Valve: Moen #62320 | 4 | 0% | 4 | EA |  | 0
396 |  | Shower (60" x 32" Receptor), Sterling Enesmble#72181110 #7218120, Finish: White, Drain: Profolo #PF101PNC, Trim & Accessories: Trim Kit: MOen Method #T62802EP, Finish: Chrome | 4 | 0% | 4 | EA |  | 0
397 |  | Kitchen Sink, Bowl Provided in other Division, Trim & Accessories: Faucet: Olympia i2 #K-5020-BN, Finish: Brush Nickel, Aerator: 1.5 GPM Brush Nickel | 4 | 0% | 4 | EA |  | 0
398 |  | Dishwasher, Provided in another Division | 4 | 0% | 4 | EA |  | 0
Roof Plan
Piping
399 |  | 6" Vent Through Roof | 648 | 10% | 712.8 | LF |  | 0
Building C
Sub Slab Plan
Piping
400 |  | Sanitary Pipe | 204 | 10% | 224.4 | LF |  | 0
401 |  | Storm Water Pipe | 310 | 10% | 341 | LF |  | 0
First Floor
Common Area
Piping
402 |  | Cold Water Pipe | 224 | 10% | 246.4 | LF |  | 0
403 |  | Sanitary Pipe | 11 | 10% | 12.1 | LF |  | 0
404 |  | Vent Pipe | 28 | 10% | 30.8 | LF |  | 0
Unit A - ( 2 Aparments)
Piping
405 |  | Cold Water Pipe | 112 | 10% | 123.2 | LF |  | 0
406 |  | Hot Water Pipe | 94 | 10% | 103.4 | LF |  | 0
407 |  | Sanitary Pipe | 45 | 10% | 49.5 | LF |  | 0
408 |  | Vent Pipe | 64 | 10% | 70.4 | LF |  | 0
Plumbing Fixtures
409 |  | Water Closet, Gerber Maxwell #DF21-112, Finish: White, Seat: Bemis #1200TCA, Closed Front W/ Cover | 2 | 0% | 2 | EA |  | 0
410 |  | Washing Machine, Drain Pan: Oatey # 34067, Washing Machine Box: LSP #OB213 (Color: White) | 2 | 0% | 2 | EA |  | 0
411 |  | Refrigrator Ice Maker, Provided in another Division, Trim & Accessories: Wall Box: LSP #OB905 (Color: White) | 2 | 0% | 2 | EA |  | 0
412 |  | Lavatory, Bowl Provided in Other Division, Trim & Accessories: Faucet: Moen Method #66810, Finish: Chrome, Aerator: Moen 0.5 GPM Flow Restricter | 2 | 0% | 2 | EA |  | 0
413 |  | Combination Bath Tub/Shower, MFG: Sterling Enesmble 60" x 32" Tub #71121110 #71121120, Finish: White, Trim Kit: Moen Method #T62803EP, Finish: Chrome, Pressure Balance Valve: Moen #62320 | 2 | 0% | 2 | EA |  | 0
414 |  | Kitchen Sink, Bowl Provided in other Division, Trim & Accessories: Faucet: Olympia i2 #K-5020-BN, Finish: Brush Nickel, Aerator: 1.5 GPM Brush Nickel | 2 | 0% | 2 | EA |  | 0
415 |  | Dishwasher, Provided in another Division | 2 | 0% | 2 | EA |  | 0
Unit B - ( 2 Aparments)
Piping
416 |  | Cold Water Pipe | 107 | 10% | 117.7 | LF |  | 0
417 |  | Hot Water Pipe | 100 | 10% | 110 | LF |  | 0
418 |  | Sanitary Pipe | 41 | 10% | 45.1 | LF |  | 0
419 |  | Vent Pipe | 70 | 10% | 77 | LF |  | 0
Plumbing Fixtures
420 |  | Water Closet, Gerber Maxwell #DF21-112, Finish: White, Seat: Bemis #1200TCA, Closed Front W/ Cover | 2 | 0% | 2 | EA |  | 0
421 |  | Washing Machine, Drain Pan: Oatey # 34067, Washing Machine Box: LSP #OB213 (Color: White) | 2 | 0% | 2 | EA |  | 0
422 |  | Refrigrator Ice Maker, Provided in another Division, Trim & Accessories: Wall Box: LSP #OB905 (Color: White) | 2 | 0% | 2 | EA |  | 0
423 |  | Lavatory, Bowl Provided in Other Division, Trim & Accessories: Faucet: Moen Method #66810, Finish: Chrome, Aerator: Moen 0.5 GPM Flow Restricter | 2 | 0% | 2 | EA |  | 0
424 |  | Combination Bath Tub/Shower, MFG: Sterling Enesmble 60" x 32" Tub #71121110 #71121120, Finish: White, Trim Kit: Moen Method #T62803EP, Finish: Chrome, Pressure Balance Valve: Moen #62320 | 2 | 0% | 2 | EA |  | 0
425 |  | Kitchen Sink, Bowl Provided in other Division, Trim & Accessories: Faucet: Olympia i2 #K-5020-BN, Finish: Brush Nickel, Aerator: 1.5 GPM Brush Nickel | 2 | 0% | 2 | EA |  | 0
426 |  | Dishwasher, Provided in another Division | 2 | 0% | 2 | EA |  | 0
Unit C - ( 2 Aparments)
Piping
427 |  | Cold Water Pipe | 106 | 10% | 116.6 | LF |  | 0
428 |  | Hot Water Pipe | 74 | 10% | 81.4 | LF |  | 0
429 |  | Sanitary Pipe | 44 | 10% | 48.4 | LF |  | 0
430 |  | Vent Pipe | 70 | 10% | 77 | LF |  | 0
Plumbing Fixtures
431 |  | Water Closet, Gerber Maxwell #DF21-112, Finish: White, Seat: Bemis #1200TCA, Closed Front W/ Cover | 2 | 0% | 2 | EA |  | 0
432 |  | Washing Machine, Drain Pan: Oatey # 34067, Washing Machine Box: LSP #OB213 (Color: White) | 2 | 0% | 2 | EA |  | 0
433 |  | Refrigrator Ice Maker, Provided in another Division, Trim & Accessories: Wall Box: LSP #OB905 (Color: White) | 2 | 0% | 2 | EA |  | 0
434 |  | Lavatory, Bowl Provided in Other Division, Trim & Accessories: Faucet: Moen Method #66810, Finish: Chrome, Aerator: Moen 0.5 GPM Flow Restricter | 2 | 0% | 2 | EA |  | 0
435 |  | Combination Bath Tub/Shower, MFG: Sterling Enesmble 60" x 32" Tub #71121110 #71121120, Finish: White, Trim Kit: Moen Method #T62803EP, Finish: Chrome, Pressure Balance Valve: Moen #62320 | 2 | 0% | 2 | EA |  | 0
436 |  | Kitchen Sink, Bowl Provided in other Division, Trim & Accessories: Faucet: Olympia i2 #K-5020-BN, Finish: Brush Nickel, Aerator: 1.5 GPM Brush Nickel | 2 | 0% | 2 | EA |  | 0
437 |  | Dishwasher, Provided in another Division | 2 | 0% | 2 | EA |  | 0
Unit E - ( 2 Aparments)
Piping
438 |  | Cold Water Pipe | 133 | 10% | 146.3 | LF |  | 0
439 |  | Hot Water Pipe | 126 | 10% | 138.6 | LF |  | 0
440 |  | Sanitary Pipe | 84 | 10% | 92.4 | LF |  | 0
441 |  | Vent Pipe | 106 | 10% | 116.6 | LF |  | 0
Plumbing Fixtures
442 |  | Water Closet, Gerber Maxwell #DF21-112, Finish: White, Seat: Bemis #1200TCA, Closed Front W/ Cover | 4 | 0% | 4 | EA |  | 0
443 |  | Washing Machine, Drain Pan: Oatey # 34067, Washing Machine Box: LSP #OB213 (Color: White) | 2 | 0% | 2 | EA |  | 0
444 |  | Refrigrator Ice Maker, Provided in another Division, Trim & Accessories: Wall Box: LSP #OB905 (Color: White) | 2 | 0% | 2 | EA |  | 0
445 |  | Lavatory, Bowl Provided in Other Division, Trim & Accessories: Faucet: Moen Method #66810, Finish: Chrome, Aerator: Moen 0.5 GPM Flow Restricter | 6 | 0% | 6 | EA |  | 0
446 |  | Combination Bath Tub/Shower, MFG: Sterling Enesmble 60" x 32" Tub #71121110 #71121120, Finish: White, Trim Kit: Moen Method #T62803EP, Finish: Chrome, Pressure Balance Valve: Moen #62320 | 2 | 0% | 2 | EA |  | 0
447 |  | Shower (60" x 32" Receptor), Sterling Enesmble#72181110 #7218120, Finish: White, Drain: Profolo #PF101PNC, Trim & Accessories: Trim Kit: MOen Method #T62802EP, Finish: Chrome | 2 | 0% | 2 | EA |  | 0
448 |  | Kitchen Sink, Bowl Provided in other Division, Trim & Accessories: Faucet: Olympia i2 #K-5020-BN, Finish: Brush Nickel, Aerator: 1.5 GPM Brush Nickel | 2 | 0% | 2 | EA |  | 0
449 |  | Dishwasher, Provided in another Division | 2 | 0% | 2 | EA |  | 0
Unit F2 - ( 2 Aparments)
Piping
450 |  | Cold Water Pipe | 112 | 10% | 123.2 | LF |  | 0
451 |  | Hot Water Pipe | 120 | 10% | 132 | LF |  | 0
452 |  | Sanitary Pipe | 46 | 10% | 50.6 | LF |  | 0
453 |  | Vent Pipe | 68 | 10% | 74.8 | LF |  | 0
Plumbing Fixtures
454 |  | Water Closet, Gerber Maxwell #DF21-112, Finish: White, Seat: Bemis #1200TCA, Closed Front W/ Cover | 4 | 0% | 4 | EA |  | 0
455 |  | Washing Machine, Drain Pan: Oatey # 34067, Washing Machine Box: LSP #OB213 (Color: White) | 2 | 0% | 2 | EA |  | 0
456 |  | Refrigrator Ice Maker, Provided in another Division, Trim & Accessories: Wall Box: LSP #OB905 (Color: White) | 2 | 0% | 2 | EA |  | 0
457 |  | Lavatory, Bowl Provided in Other Division, Trim & Accessories: Faucet: Moen Method #66810, Finish: Chrome, Aerator: Moen 0.5 GPM Flow Restricter | 6 | 0% | 6 | EA |  | 0
458 |  | Combination Bath Tub/Shower, MFG: Sterling Enesmble 60" x 32" Tub #71121110 #71121120, Finish: White, Trim Kit: Moen Method #T62803EP, Finish: Chrome, Pressure Balance Valve: Moen #62320 | 2 | 0% | 2 | EA |  | 0
459 |  | Shower (60" x 32" Receptor), Sterling Enesmble#72181110 #7218120, Finish: White, Drain: Profolo #PF101PNC, Trim & Accessories: Trim Kit: MOen Method #T62802EP, Finish: Chrome | 2 | 0% | 2 | EA |  | 0
460 |  | Kitchen Sink, Bowl Provided in other Division, Trim & Accessories: Faucet: Olympia i2 #K-5020-BN, Finish: Brush Nickel, Aerator: 1.5 GPM Brush Nickel | 2 | 0% | 2 | EA |  | 0
461 |  | Dishwasher, Provided in another Division | 2 | 0% | 2 | EA |  | 0
Second Floor
Common Area
Piping
462 |  | Vent Pipe | 3 | 10% | 3.3 | LF |  | 0
Unit B - ( 2 Aparments)
Piping
463 |  | Cold Water Pipe | 107 | 10% | 117.7 | LF |  | 0
464 |  | Hot Water Pipe | 100 | 10% | 110 | LF |  | 0
465 |  | Sanitary Pipe | 41 | 10% | 45.1 | LF |  | 0
466 |  | Vent Pipe | 70 | 10% | 77 | LF |  | 0
Plumbing Fixtures
467 |  | Water Closet, Gerber Maxwell #DF21-112, Finish: White, Seat: Bemis #1200TCA, Closed Front W/ Cover | 2 | 0% | 2 | EA |  | 0
468 |  | Washing Machine, Drain Pan: Oatey # 34067, Washing Machine Box: LSP #OB213 (Color: White) | 2 | 0% | 2 | EA |  | 0
469 |  | Refrigrator Ice Maker, Provided in another Division, Trim & Accessories: Wall Box: LSP #OB905 (Color: White) | 2 | 0% | 2 | EA |  | 0
470 |  | Lavatory, Bowl Provided in Other Division, Trim & Accessories: Faucet: Moen Method #66810, Finish: Chrome, Aerator: Moen 0.5 GPM Flow Restricter | 2 | 0% | 2 | EA |  | 0
471 |  | Combination Bath Tub/Shower, MFG: Sterling Enesmble 60" x 32" Tub #71121110 #71121120, Finish: White, Trim Kit: Moen Method #T62803EP, Finish: Chrome, Pressure Balance Valve: Moen #62320 | 2 | 0% | 2 | EA |  | 0
472 |  | Kitchen Sink, Bowl Provided in other Division, Trim & Accessories: Faucet: Olympia i2 #K-5020-BN, Finish: Brush Nickel, Aerator: 1.5 GPM Brush Nickel | 2 | 0% | 2 | EA |  | 0
473 |  | Dishwasher, Provided in another Division | 2 | 0% | 2 | EA |  | 0
Unit D - ( 2 Aparments)
Piping
474 |  | Cold Water Pipe | 100 | 10% | 110 | LF |  | 0
475 |  | Hot Water Pipe | 94 | 10% | 103.4 | LF |  | 0
476 |  | Sanitary Pipe | 96 | 10% | 105.6 | LF |  | 0
477 |  | Vent Pipe | 80 | 10% | 88 | LF |  | 0
Plumbing Fixtures
478 |  | Water Closet, Gerber Maxwell #DF21-112, Finish: White, Seat: Bemis #1200TCA, Closed Front W/ Cover | 4 | 0% | 4 | EA |  | 0
479 |  | Washing Machine, Drain Pan: Oatey # 34067, Washing Machine Box: LSP #OB213 (Color: White) | 2 | 0% | 2 | EA |  | 0
480 |  | Refrigrator Ice Maker, Provided in another Division, Trim & Accessories: Wall Box: LSP #OB905 (Color: White) | 2 | 0% | 2 | EA |  | 0
481 |  | Lavatory, Bowl Provided in Other Division, Trim & Accessories: Faucet: Moen Method #66810, Finish: Chrome, Aerator: Moen 0.5 GPM Flow Restricter | 4 | 0% | 4 | EA |  | 0
482 |  | Combination Bath Tub/Shower, MFG: Sterling Enesmble 60" x 32" Tub #71121110 #71121120, Finish: White, Trim Kit: Moen Method #T62803EP, Finish: Chrome, Pressure Balance Valve: Moen #62320 | 2 | 0% | 2 | EA |  | 0
483 |  | Shower (60" x 32" Receptor), Sterling Enesmble#72181110 #7218120, Finish: White, Drain: Profolo #PF101PNC, Trim & Accessories: Trim Kit: MOen Method #T62802EP, Finish: Chrome | 2 | 0% | 2 | EA |  | 0
484 |  | Kitchen Sink, Bowl Provided in other Division, Trim & Accessories: Faucet: Olympia i2 #K-5020-BN, Finish: Brush Nickel, Aerator: 1.5 GPM Brush Nickel | 2 | 0% | 2 | EA |  | 0
485 |  | Dishwasher, Provided in another Division | 2 | 0% | 2 | EA |  | 0
Unit E - ( 4 Aparments)
Piping
486 |  | Cold Water Pipe | 266 | 10% | 292.6 | LF |  | 0
487 |  | Hot Water Pipe | 252 | 10% | 277.2 | LF |  | 0
488 |  | Sanitary Pipe | 168 | 10% | 184.8 | LF |  | 0
489 |  | Vent Pipe | 212 | 10% | 233.2 | LF |  | 0
Plumbing Fixtures
490 |  | Water Closet, Gerber Maxwell #DF21-112, Finish: White, Seat: Bemis #1200TCA, Closed Front W/ Cover | 8 | 0% | 8 | EA |  | 0
491 |  | Washing Machine, Drain Pan: Oatey # 34067, Washing Machine Box: LSP #OB213 (Color: White) | 4 | 0% | 4 | EA |  | 0
492 |  | Refrigrator Ice Maker, Provided in another Division, Trim & Accessories: Wall Box: LSP #OB905 (Color: White) | 4 | 0% | 4 | EA |  | 0
493 |  | Lavatory, Bowl Provided in Other Division, Trim & Accessories: Faucet: Moen Method #66810, Finish: Chrome, Aerator: Moen 0.5 GPM Flow Restricter | 12 | 0% | 12 | EA |  | 0
494 |  | Combination Bath Tub/Shower, MFG: Sterling Enesmble 60" x 32" Tub #71121110 #71121120, Finish: White, Trim Kit: Moen Method #T62803EP, Finish: Chrome, Pressure Balance Valve: Moen #62320 | 4 | 0% | 4 | EA |  | 0
495 |  | Shower (60" x 32" Receptor), Sterling Enesmble#72181110 #7218120, Finish: White, Drain: Profolo #PF101PNC, Trim & Accessories: Trim Kit: MOen Method #T62802EP, Finish: Chrome | 4 | 0% | 4 | EA |  | 0
496 |  | Kitchen Sink, Bowl Provided in other Division, Trim & Accessories: Faucet: Olympia i2 #K-5020-BN, Finish: Brush Nickel, Aerator: 1.5 GPM Brush Nickel | 4 | 0% | 4 | EA |  | 0
497 |  | Dishwasher, Provided in another Division | 4 | 0% | 4 | EA |  | 0
Unit F2 - ( 2 Aparments)
Piping
498 |  | Cold Water Pipe | 112 | 10% | 123.2 | LF |  | 0
499 |  | Hot Water Pipe | 120 | 10% | 132 | LF |  | 0
500 |  | Sanitary Pipe | 46 | 10% | 50.6 | LF |  | 0
501 |  | Vent Pipe | 68 | 10% | 74.8 | LF |  | 0
Plumbing Fixtures
502 |  | Water Closet, Gerber Maxwell #DF21-112, Finish: White, Seat: Bemis #1200TCA, Closed Front W/ Cover | 4 | 0% | 4 | EA |  | 0
503 |  | Washing Machine, Drain Pan: Oatey # 34067, Washing Machine Box: LSP #OB213 (Color: White) | 2 | 0% | 2 | EA |  | 0
504 |  | Refrigrator Ice Maker, Provided in another Division, Trim & Accessories: Wall Box: LSP #OB905 (Color: White) | 2 | 0% | 2 | EA |  | 0
505 |  | Lavatory, Bowl Provided in Other Division, Trim & Accessories: Faucet: Moen Method #66810, Finish: Chrome, Aerator: Moen 0.5 GPM Flow Restricter | 6 | 0% | 6 | EA |  | 0
506 |  | Combination Bath Tub/Shower, MFG: Sterling Enesmble 60" x 32" Tub #71121110 #71121120, Finish: White, Trim Kit: Moen Method #T62803EP, Finish: Chrome, Pressure Balance Valve: Moen #62320 | 2 | 0% | 2 | EA |  | 0
507 |  | Shower (60" x 32" Receptor), Sterling Enesmble#72181110 #7218120, Finish: White, Drain: Profolo #PF101PNC, Trim & Accessories: Trim Kit: MOen Method #T62802EP, Finish: Chrome | 2 | 0% | 2 | EA |  | 0
508 |  | Kitchen Sink, Bowl Provided in other Division, Trim & Accessories: Faucet: Olympia i2 #K-5020-BN, Finish: Brush Nickel, Aerator: 1.5 GPM Brush Nickel | 2 | 0% | 2 | EA |  | 0
509 |  | Dishwasher, Provided in another Division | 2 | 0% | 2 | EA |  | 0
Unit H - ( 2 Aparments)
Piping
510 |  | Cold Water Pipe | 174 | 10% | 191.4 | LF |  | 0
511 |  | Hot Water Pipe | 153 | 10% | 168.3 | LF |  | 0
512 |  | Sanitary Pipe | 71 | 10% | 78.1 | LF |  | 0
513 |  | Vent Pipe | 85 | 10% | 93.5 | LF |  | 0
Plumbing Fixtures
514 |  | Water Closet, Gerber Maxwell #DF21-112, Finish: White, Seat: Bemis #1200TCA, Closed Front W/ Cover | 4 | 0% | 4 | EA |  | 0
515 |  | Washing Machine, Drain Pan: Oatey # 34067, Washing Machine Box: LSP #OB213 (Color: White) | 2 | 0% | 2 | EA |  | 0
516 |  | Refrigrator Ice Maker, Provided in another Division, Trim & Accessories: Wall Box: LSP #OB905 (Color: White) | 2 | 0% | 2 | EA |  | 0
517 |  | Lavatory, Bowl Provided in Other Division, Trim & Accessories: Faucet: Moen Method #66810, Finish: Chrome, Aerator: Moen 0.5 GPM Flow Restricter | 4 | 0% | 4 | EA |  | 0
518 |  | Combination Bath Tub/Shower, MFG: Sterling Enesmble 60" x 32" Tub #71121110 #71121120, Finish: White, Trim Kit: Moen Method #T62803EP, Finish: Chrome, Pressure Balance Valve: Moen #62320 | 2 | 0% | 2 | EA |  | 0
519 |  | Shower (60" x 32" Receptor), Sterling Enesmble#72181110 #7218120, Finish: White, Drain: Profolo #PF101PNC, Trim & Accessories: Trim Kit: MOen Method #T62802EP, Finish: Chrome | 2 | 0% | 2 | EA |  | 0
520 |  | Kitchen Sink, Bowl Provided in other Division, Trim & Accessories: Faucet: Olympia i2 #K-5020-BN, Finish: Brush Nickel, Aerator: 1.5 GPM Brush Nickel | 2 | 0% | 2 | EA |  | 0
521 |  | Dishwasher, Provided in another Division | 2 | 0% | 2 | EA |  | 0
Unit J - ( 1 Aparments)
Piping
522 |  | Cold Water Pipe | 75.46 | 10% | 83.006 | LF |  | 0
523 |  | Hot Water Pipe | 65.07 | 10% | 71.577 | LF |  | 0
524 |  | Sanitary Pipe | 30.78 | 10% | 33.858 | LF |  | 0
525 |  | Vent Pipe | 54.14 | 10% | 59.554 | LF |  | 0
Plumbing Fixtures
526 |  | Water Closet, Gerber Maxwell #DF21-112, Finish: White, Seat: Bemis #1200TCA, Closed Front W/ Cover | 2 | 0% | 2 | EA |  | 0
527 |  | Washing Machine, Drain Pan: Oatey # 34067, Washing Machine Box: LSP #OB213 (Color: White) | 1 | 0% | 1 | EA |  | 0
528 |  | Refrigrator Ice Maker, Provided in another Division, Trim & Accessories: Wall Box: LSP #OB905 (Color: White) | 1 | 0% | 1 | EA |  | 0
529 |  | Lavatory, Bowl Provided in Other Division, Trim & Accessories: Faucet: Moen Method #66810, Finish: Chrome, Aerator: Moen 0.5 GPM Flow Restricter | 3 | 0% | 3 | EA |  | 0
530 |  | Combination Bath Tub/Shower, MFG: Sterling Enesmble 60" x 32" Tub #71121110 #71121120, Finish: White, Trim Kit: Moen Method #T62803EP, Finish: Chrome, Pressure Balance Valve: Moen #62320 | 1 | 0% | 1 | EA |  | 0
531 |  | Shower (60" x 32" Receptor), Sterling Enesmble#72181110 #7218120, Finish: White, Drain: Profolo #PF101PNC, Trim & Accessories: Trim Kit: MOen Method #T62802EP, Finish: Chrome | 1 | 0% | 1 | EA |  | 0
532 |  | Kitchen Sink, Bowl Provided in other Division, Trim & Accessories: Faucet: Olympia i2 #K-5020-BN, Finish: Brush Nickel, Aerator: 1.5 GPM Brush Nickel | 1 | 0% | 1 | EA |  | 0
533 |  | Dishwasher, Provided in another Division | 1 | 0% | 1 | EA |  | 0
Unit JA - ( 1 Aparments)
Piping
534 |  | Cold Water Pipe | 75.46 | 10% | 83.006 | LF |  | 0
535 |  | Hot Water Pipe | 65.07 | 10% | 71.577 | LF |  | 0
536 |  | Sanitary Pipe | 30.78 | 10% | 33.858 | LF |  | 0
537 |  | Vent Pipe | 54.14 | 10% | 59.554 | LF |  | 0
Plumbing Fixtures
538 |  | Water Closet, Gerber Maxwell #DF21-112, Finish: White, Seat: Bemis #1200TCA, Closed Front W/ Cover | 2 | 0% | 2 | EA |  | 0
539 |  | Washing Machine, Drain Pan: Oatey # 34067, Washing Machine Box: LSP #OB213 (Color: White) | 1 | 0% | 1 | EA |  | 0
540 |  | Refrigrator Ice Maker, Provided in another Division, Trim & Accessories: Wall Box: LSP #OB905 (Color: White) | 1 | 0% | 1 | EA |  | 0
541 |  | Lavatory, Bowl Provided in Other Division, Trim & Accessories: Faucet: Moen Method #66810, Finish: Chrome, Aerator: Moen 0.5 GPM Flow Restricter | 3 | 0% | 3 | EA |  | 0
542 |  | Combination Bath Tub/Shower, MFG: Sterling Enesmble 60" x 32" Tub #71121110 #71121120, Finish: White, Trim Kit: Moen Method #T62803EP, Finish: Chrome, Pressure Balance Valve: Moen #62320 | 1 | 0% | 1 | EA |  | 0
543 |  | Shower (60" x 32" Receptor), Sterling Enesmble#72181110 #7218120, Finish: White, Drain: Profolo #PF101PNC, Trim & Accessories: Trim Kit: MOen Method #T62802EP, Finish: Chrome | 1 | 0% | 1 | EA |  | 0
544 |  | Kitchen Sink, Bowl Provided in other Division, Trim & Accessories: Faucet: Olympia i2 #K-5020-BN, Finish: Brush Nickel, Aerator: 1.5 GPM Brush Nickel | 1 | 0% | 1 | EA |  | 0
545 |  | Dishwasher, Provided in another Division | 1 | 0% | 1 | EA |  | 0
Third Floor
Common Area
Piping
546 |  | Vent Pipe | 3 | 10% | 3.3 | LF |  | 0
Unit B - ( 2 Aparments)
Piping
547 |  | Cold Water Pipe | 107 | 10% | 117.7 | LF |  | 0
548 |  | Hot Water Pipe | 100 | 10% | 110 | LF |  | 0
549 |  | Sanitary Pipe | 41 | 10% | 45.1 | LF |  | 0
550 |  | Vent Pipe | 70 | 10% | 77 | LF |  | 0
Plumbing Fixtures
551 |  | Water Closet, Gerber Maxwell #DF21-112, Finish: White, Seat: Bemis #1200TCA, Closed Front W/ Cover | 2 | 0% | 2 | EA |  | 0
552 |  | Washing Machine, Drain Pan: Oatey # 34067, Washing Machine Box: LSP #OB213 (Color: White) | 2 | 0% | 2 | EA |  | 0
553 |  | Refrigrator Ice Maker, Provided in another Division, Trim & Accessories: Wall Box: LSP #OB905 (Color: White) | 2 | 0% | 2 | EA |  | 0
554 |  | Lavatory, Bowl Provided in Other Division, Trim & Accessories: Faucet: Moen Method #66810, Finish: Chrome, Aerator: Moen 0.5 GPM Flow Restricter | 2 | 0% | 2 | EA |  | 0
555 |  | Combination Bath Tub/Shower, MFG: Sterling Enesmble 60" x 32" Tub #71121110 #71121120, Finish: White, Trim Kit: Moen Method #T62803EP, Finish: Chrome, Pressure Balance Valve: Moen #62320 | 2 | 0% | 2 | EA |  | 0
556 |  | Kitchen Sink, Bowl Provided in other Division, Trim & Accessories: Faucet: Olympia i2 #K-5020-BN, Finish: Brush Nickel, Aerator: 1.5 GPM Brush Nickel | 2 | 0% | 2 | EA |  | 0
557 |  | Dishwasher, Provided in another Division | 2 | 0% | 2 | EA |  | 0
Unit D - ( 2 Aparments)
Piping
558 |  | Cold Water Pipe | 100 | 10% | 110 | LF |  | 0
559 |  | Hot Water Pipe | 94 | 10% | 103.4 | LF |  | 0
560 |  | Sanitary Pipe | 96 | 10% | 105.6 | LF |  | 0
561 |  | Vent Pipe | 80 | 10% | 88 | LF |  | 0
Plumbing Fixtures
562 |  | Water Closet, Gerber Maxwell #DF21-112, Finish: White, Seat: Bemis #1200TCA, Closed Front W/ Cover | 4 | 0% | 4 | EA |  | 0
563 |  | Washing Machine, Drain Pan: Oatey # 34067, Washing Machine Box: LSP #OB213 (Color: White) | 2 | 0% | 2 | EA |  | 0
564 |  | Refrigrator Ice Maker, Provided in another Division, Trim & Accessories: Wall Box: LSP #OB905 (Color: White) | 2 | 0% | 2 | EA |  | 0
565 |  | Lavatory, Bowl Provided in Other Division, Trim & Accessories: Faucet: Moen Method #66810, Finish: Chrome, Aerator: Moen 0.5 GPM Flow Restricter | 4 | 0% | 4 | EA |  | 0
566 |  | Combination Bath Tub/Shower, MFG: Sterling Enesmble 60" x 32" Tub #71121110 #71121120, Finish: White, Trim Kit: Moen Method #T62803EP, Finish: Chrome, Pressure Balance Valve: Moen #62320 | 2 | 0% | 2 | EA |  | 0
567 |  | Shower (60" x 32" Receptor), Sterling Enesmble#72181110 #7218120, Finish: White, Drain: Profolo #PF101PNC, Trim & Accessories: Trim Kit: MOen Method #T62802EP, Finish: Chrome | 2 | 0% | 2 | EA |  | 0
568 |  | Kitchen Sink, Bowl Provided in other Division, Trim & Accessories: Faucet: Olympia i2 #K-5020-BN, Finish: Brush Nickel, Aerator: 1.5 GPM Brush Nickel | 2 | 0% | 2 | EA |  | 0
569 |  | Dishwasher, Provided in another Division | 2 | 0% | 2 | EA |  | 0
Unit E - ( 4 Aparments)
Piping
570 |  | Cold Water Pipe | 266 | 10% | 292.6 | LF |  | 0
571 |  | Hot Water Pipe | 252 | 10% | 277.2 | LF |  | 0
572 |  | Sanitary Pipe | 168 | 10% | 184.8 | LF |  | 0
573 |  | Vent Pipe | 212 | 10% | 233.2 | LF |  | 0
Plumbing Fixtures
574 |  | Water Closet, Gerber Maxwell #DF21-112, Finish: White, Seat: Bemis #1200TCA, Closed Front W/ Cover | 8 | 0% | 8 | EA |  | 0
575 |  | Washing Machine, Drain Pan: Oatey # 34067, Washing Machine Box: LSP #OB213 (Color: White) | 4 | 0% | 4 | EA |  | 0
576 |  | Refrigrator Ice Maker, Provided in another Division, Trim & Accessories: Wall Box: LSP #OB905 (Color: White) | 4 | 0% | 4 | EA |  | 0
577 |  | Lavatory, Bowl Provided in Other Division, Trim & Accessories: Faucet: Moen Method #66810, Finish: Chrome, Aerator: Moen 0.5 GPM Flow Restricter | 12 | 0% | 12 | EA |  | 0
578 |  | Combination Bath Tub/Shower, MFG: Sterling Enesmble 60" x 32" Tub #71121110 #71121120, Finish: White, Trim Kit: Moen Method #T62803EP, Finish: Chrome, Pressure Balance Valve: Moen #62320 | 4 | 0% | 4 | EA |  | 0
579 |  | Shower (60" x 32" Receptor), Sterling Enesmble#72181110 #7218120, Finish: White, Drain: Profolo #PF101PNC, Trim & Accessories: Trim Kit: MOen Method #T62802EP, Finish: Chrome | 4 | 0% | 4 | EA |  | 0
580 |  | Kitchen Sink, Bowl Provided in other Division, Trim & Accessories: Faucet: Olympia i2 #K-5020-BN, Finish: Brush Nickel, Aerator: 1.5 GPM Brush Nickel | 4 | 0% | 4 | EA |  | 0
581 |  | Dishwasher, Provided in another Division | 4 | 0% | 4 | EA |  | 0
Unit F2 - ( 2 Aparments)
Piping
582 |  | Cold Water Pipe | 112 | 10% | 123.2 | LF |  | 0
583 |  | Hot Water Pipe | 120 | 10% | 132 | LF |  | 0
584 |  | Sanitary Pipe | 46 | 10% | 50.6 | LF |  | 0
585 |  | Vent Pipe | 68 | 10% | 74.8 | LF |  | 0
Plumbing Fixtures
586 |  | Water Closet, Gerber Maxwell #DF21-112, Finish: White, Seat: Bemis #1200TCA, Closed Front W/ Cover | 4 | 0% | 4 | EA |  | 0
587 |  | Washing Machine, Drain Pan: Oatey # 34067, Washing Machine Box: LSP #OB213 (Color: White) | 2 | 0% | 2 | EA |  | 0
588 |  | Refrigrator Ice Maker, Provided in another Division, Trim & Accessories: Wall Box: LSP #OB905 (Color: White) | 2 | 0% | 2 | EA |  | 0
589 |  | Lavatory, Bowl Provided in Other Division, Trim & Accessories: Faucet: Moen Method #66810, Finish: Chrome, Aerator: Moen 0.5 GPM Flow Restricter | 6 | 0% | 6 | EA |  | 0
590 |  | Combination Bath Tub/Shower, MFG: Sterling Enesmble 60" x 32" Tub #71121110 #71121120, Finish: White, Trim Kit: Moen Method #T62803EP, Finish: Chrome, Pressure Balance Valve: Moen #62320 | 2 | 0% | 2 | EA |  | 0
591 |  | Shower (60" x 32" Receptor), Sterling Enesmble#72181110 #7218120, Finish: White, Drain: Profolo #PF101PNC, Trim & Accessories: Trim Kit: MOen Method #T62802EP, Finish: Chrome | 2 | 0% | 2 | EA |  | 0
592 |  | Kitchen Sink, Bowl Provided in other Division, Trim & Accessories: Faucet: Olympia i2 #K-5020-BN, Finish: Brush Nickel, Aerator: 1.5 GPM Brush Nickel | 2 | 0% | 2 | EA |  | 0
593 |  | Dishwasher, Provided in another Division | 2 | 0% | 2 | EA |  | 0
Unit H - ( 2 Aparments)
Piping
594 |  | Cold Water Pipe | 174 | 10% | 191.4 | LF |  | 0
595 |  | Hot Water Pipe | 153 | 10% | 168.3 | LF |  | 0
596 |  | Sanitary Pipe | 71 | 10% | 78.1 | LF |  | 0
597 |  | Vent Pipe | 85 | 10% | 93.5 | LF |  | 0
Plumbing Fixtures
598 |  | Water Closet, Gerber Maxwell #DF21-112, Finish: White, Seat: Bemis #1200TCA, Closed Front W/ Cover | 4 | 0% | 4 | EA |  | 0
599 |  | Washing Machine, Drain Pan: Oatey # 34067, Washing Machine Box: LSP #OB213 (Color: White) | 2 | 0% | 2 | EA |  | 0
600 |  | Refrigrator Ice Maker, Provided in another Division, Trim & Accessories: Wall Box: LSP #OB905 (Color: White) | 2 | 0% | 2 | EA |  | 0
601 |  | Lavatory, Bowl Provided in Other Division, Trim & Accessories: Faucet: Moen Method #66810, Finish: Chrome, Aerator: Moen 0.5 GPM Flow Restricter | 4 | 0% | 4 | EA |  | 0
602 |  | Combination Bath Tub/Shower, MFG: Sterling Enesmble 60" x 32" Tub #71121110 #71121120, Finish: White, Trim Kit: Moen Method #T62803EP, Finish: Chrome, Pressure Balance Valve: Moen #62320 | 2 | 0% | 2 | EA |  | 0
603 |  | Shower (60" x 32" Receptor), Sterling Enesmble#72181110 #7218120, Finish: White, Drain: Profolo #PF101PNC, Trim & Accessories: Trim Kit: MOen Method #T62802EP, Finish: Chrome | 2 | 0% | 2 | EA |  | 0
604 |  | Kitchen Sink, Bowl Provided in other Division, Trim & Accessories: Faucet: Olympia i2 #K-5020-BN, Finish: Brush Nickel, Aerator: 1.5 GPM Brush Nickel | 2 | 0% | 2 | EA |  | 0
605 |  | Dishwasher, Provided in another Division | 2 | 0% | 2 | EA |  | 0
Unit J - ( 1 Aparments)
Piping
606 |  | Cold Water Pipe | 75.46 | 10% | 83.006 | LF |  | 0
607 |  | Hot Water Pipe | 65.07 | 10% | 71.577 | LF |  | 0
608 |  | Sanitary Pipe | 30.78 | 10% | 33.858 | LF |  | 0
609 |  | Vent Pipe | 54.14 | 10% | 59.554 | LF |  | 0
Plumbing Fixtures
610 |  | Water Closet, Gerber Maxwell #DF21-112, Finish: White, Seat: Bemis #1200TCA, Closed Front W/ Cover | 2 | 0% | 2 | EA |  | 0
611 |  | Washing Machine, Drain Pan: Oatey # 34067, Washing Machine Box: LSP #OB213 (Color: White) | 1 | 0% | 1 | EA |  | 0
612 |  | Refrigrator Ice Maker, Provided in another Division, Trim & Accessories: Wall Box: LSP #OB905 (Color: White) | 1 | 0% | 1 | EA |  | 0
613 |  | Lavatory, Bowl Provided in Other Division, Trim & Accessories: Faucet: Moen Method #66810, Finish: Chrome, Aerator: Moen 0.5 GPM Flow Restricter | 3 | 0% | 3 | EA |  | 0
614 |  | Combination Bath Tub/Shower, MFG: Sterling Enesmble 60" x 32" Tub #71121110 #71121120, Finish: White, Trim Kit: Moen Method #T62803EP, Finish: Chrome, Pressure Balance Valve: Moen #62320 | 1 | 0% | 1 | EA |  | 0
615 |  | Shower (60" x 32" Receptor), Sterling Enesmble#72181110 #7218120, Finish: White, Drain: Profolo #PF101PNC, Trim & Accessories: Trim Kit: MOen Method #T62802EP, Finish: Chrome | 1 | 0% | 1 | EA |  | 0
616 |  | Kitchen Sink, Bowl Provided in other Division, Trim & Accessories: Faucet: Olympia i2 #K-5020-BN, Finish: Brush Nickel, Aerator: 1.5 GPM Brush Nickel | 1 | 0% | 1 | EA |  | 0
617 |  | Dishwasher, Provided in another Division | 1 | 0% | 1 | EA |  | 0
Unit JA - ( 1 Aparments)
Piping
618 |  | Cold Water Pipe | 75.46 | 10% | 83.006 | LF |  | 0
619 |  | Hot Water Pipe | 65.07 | 10% | 71.577 | LF |  | 0
620 |  | Sanitary Pipe | 30.78 | 10% | 33.858 | LF |  | 0
621 |  | Vent Pipe | 54.14 | 10% | 59.554 | LF |  | 0
Plumbing Fixtures
622 |  | Water Closet, Gerber Maxwell #DF21-112, Finish: White, Seat: Bemis #1200TCA, Closed Front W/ Cover | 2 | 0% | 2 | EA |  | 0
623 |  | Washing Machine, Drain Pan: Oatey # 34067, Washing Machine Box: LSP #OB213 (Color: White) | 1 | 0% | 1 | EA |  | 0
624 |  | Refrigrator Ice Maker, Provided in another Division, Trim & Accessories: Wall Box: LSP #OB905 (Color: White) | 1 | 0% | 1 | EA |  | 0
625 |  | Lavatory, Bowl Provided in Other Division, Trim & Accessories: Faucet: Moen Method #66810, Finish: Chrome, Aerator: Moen 0.5 GPM Flow Restricter | 3 | 0% | 3 | EA |  | 0
626 |  | Combination Bath Tub/Shower, MFG: Sterling Enesmble 60" x 32" Tub #71121110 #71121120, Finish: White, Trim Kit: Moen Method #T62803EP, Finish: Chrome, Pressure Balance Valve: Moen #62320 | 1 | 0% | 1 | EA |  | 0
627 |  | Shower (60" x 32" Receptor), Sterling Enesmble#72181110 #7218120, Finish: White, Drain: Profolo #PF101PNC, Trim & Accessories: Trim Kit: MOen Method #T62802EP, Finish: Chrome | 1 | 0% | 1 | EA |  | 0
628 |  | Kitchen Sink, Bowl Provided in other Division, Trim & Accessories: Faucet: Olympia i2 #K-5020-BN, Finish: Brush Nickel, Aerator: 1.5 GPM Brush Nickel | 1 | 0% | 1 | EA |  | 0
629 |  | Dishwasher, Provided in another Division | 1 | 0% | 1 | EA |  | 0
Fourth Floor
Common Area
Piping
630 |  | Vent Pipe | 224.23 | 10% | 246.653 | LF |  | 0
Unit B - ( 2 Aparments)
Piping
631 |  | Cold Water Pipe | 107 | 10% | 117.7 | LF |  | 0
632 |  | Hot Water Pipe | 100 | 10% | 110 | LF |  | 0
633 |  | Sanitary Pipe | 41 | 10% | 45.1 | LF |  | 0
634 |  | Vent Pipe | 70 | 10% | 77 | LF |  | 0
Plumbing Fixtures
635 |  | Water Closet, Gerber Maxwell #DF21-112, Finish: White, Seat: Bemis #1200TCA, Closed Front W/ Cover | 2 | 0% | 2 | EA |  | 0
636 |  | Washing Machine, Drain Pan: Oatey # 34067, Washing Machine Box: LSP #OB213 (Color: White) | 2 | 0% | 2 | EA |  | 0
637 |  | Refrigrator Ice Maker, Provided in another Division, Trim & Accessories: Wall Box: LSP #OB905 (Color: White) | 2 | 0% | 2 | EA |  | 0
638 |  | Lavatory, Bowl Provided in Other Division, Trim & Accessories: Faucet: Moen Method #66810, Finish: Chrome, Aerator: Moen 0.5 GPM Flow Restricter | 2 | 0% | 2 | EA |  | 0
639 |  | Combination Bath Tub/Shower, MFG: Sterling Enesmble 60" x 32" Tub #71121110 #71121120, Finish: White, Trim Kit: Moen Method #T62803EP, Finish: Chrome, Pressure Balance Valve: Moen #62320 | 2 | 0% | 2 | EA |  | 0
640 |  | Kitchen Sink, Bowl Provided in other Division, Trim & Accessories: Faucet: Olympia i2 #K-5020-BN, Finish: Brush Nickel, Aerator: 1.5 GPM Brush Nickel | 2 | 0% | 2 | EA |  | 0
641 |  | Dishwasher, Provided in another Division | 2 | 0% | 2 | EA |  | 0
Unit D - ( 2 Aparments)
Piping
642 |  | Cold Water Pipe | 100 | 10% | 110 | LF |  | 0
643 |  | Hot Water Pipe | 94 | 10% | 103.4 | LF |  | 0
644 |  | Sanitary Pipe | 96 | 10% | 105.6 | LF |  | 0
645 |  | Vent Pipe | 80 | 10% | 88 | LF |  | 0
Plumbing Fixtures
646 |  | Water Closet, Gerber Maxwell #DF21-112, Finish: White, Seat: Bemis #1200TCA, Closed Front W/ Cover | 4 | 0% | 4 | EA |  | 0
647 |  | Washing Machine, Drain Pan: Oatey # 34067, Washing Machine Box: LSP #OB213 (Color: White) | 2 | 0% | 2 | EA |  | 0
648 |  | Refrigrator Ice Maker, Provided in another Division, Trim & Accessories: Wall Box: LSP #OB905 (Color: White) | 2 | 0% | 2 | EA |  | 0
649 |  | Lavatory, Bowl Provided in Other Division, Trim & Accessories: Faucet: Moen Method #66810, Finish: Chrome, Aerator: Moen 0.5 GPM Flow Restricter | 4 | 0% | 4 | EA |  | 0
650 |  | Combination Bath Tub/Shower, MFG: Sterling Enesmble 60" x 32" Tub #71121110 #71121120, Finish: White, Trim Kit: Moen Method #T62803EP, Finish: Chrome, Pressure Balance Valve: Moen #62320 | 2 | 0% | 2 | EA |  | 0
651 |  | Shower (60" x 32" Receptor), Sterling Enesmble#72181110 #7218120, Finish: White, Drain: Profolo #PF101PNC, Trim & Accessories: Trim Kit: MOen Method #T62802EP, Finish: Chrome | 2 | 0% | 2 | EA |  | 0
652 |  | Kitchen Sink, Bowl Provided in other Division, Trim & Accessories: Faucet: Olympia i2 #K-5020-BN, Finish: Brush Nickel, Aerator: 1.5 GPM Brush Nickel | 2 | 0% | 2 | EA |  | 0
653 |  | Dishwasher, Provided in another Division | 2 | 0% | 2 | EA |  | 0
Unit E - ( 4 Aparments)
Piping
654 |  | Cold Water Pipe | 266 | 10% | 292.6 | LF |  | 0
655 |  | Hot Water Pipe | 252 | 10% | 277.2 | LF |  | 0
656 |  | Sanitary Pipe | 168 | 10% | 184.8 | LF |  | 0
657 |  | Vent Pipe | 212 | 10% | 233.2 | LF |  | 0
Plumbing Fixtures
658 |  | Water Closet, Gerber Maxwell #DF21-112, Finish: White, Seat: Bemis #1200TCA, Closed Front W/ Cover | 8 | 0% | 8 | EA |  | 0
659 |  | Washing Machine, Drain Pan: Oatey # 34067, Washing Machine Box: LSP #OB213 (Color: White) | 4 | 0% | 4 | EA |  | 0
660 |  | Refrigrator Ice Maker, Provided in another Division, Trim & Accessories: Wall Box: LSP #OB905 (Color: White) | 4 | 0% | 4 | EA |  | 0
661 |  | Lavatory, Bowl Provided in Other Division, Trim & Accessories: Faucet: Moen Method #66810, Finish: Chrome, Aerator: Moen 0.5 GPM Flow Restricter | 12 | 0% | 12 | EA |  | 0
662 |  | Combination Bath Tub/Shower, MFG: Sterling Enesmble 60" x 32" Tub #71121110 #71121120, Finish: White, Trim Kit: Moen Method #T62803EP, Finish: Chrome, Pressure Balance Valve: Moen #62320 | 4 | 0% | 4 | EA |  | 0
663 |  | Shower (60" x 32" Receptor), Sterling Enesmble#72181110 #7218120, Finish: White, Drain: Profolo #PF101PNC, Trim & Accessories: Trim Kit: MOen Method #T62802EP, Finish: Chrome | 4 | 0% | 4 | EA |  | 0
664 |  | Kitchen Sink, Bowl Provided in other Division, Trim & Accessories: Faucet: Olympia i2 #K-5020-BN, Finish: Brush Nickel, Aerator: 1.5 GPM Brush Nickel | 4 | 0% | 4 | EA |  | 0
665 |  | Dishwasher, Provided in another Division | 4 | 0% | 4 | EA |  | 0
Unit F2 - ( 2 Aparments)
Piping
666 |  | Cold Water Pipe | 112 | 10% | 123.2 | LF |  | 0
667 |  | Hot Water Pipe | 120 | 10% | 132 | LF |  | 0
668 |  | Sanitary Pipe | 46 | 10% | 50.6 | LF |  | 0
669 |  | Vent Pipe | 68 | 10% | 74.8 | LF |  | 0
Plumbing Fixtures
670 |  | Water Closet, Gerber Maxwell #DF21-112, Finish: White, Seat: Bemis #1200TCA, Closed Front W/ Cover | 4 | 0% | 4 | EA |  | 0
671 |  | Washing Machine, Drain Pan: Oatey # 34067, Washing Machine Box: LSP #OB213 (Color: White) | 2 | 0% | 2 | EA |  | 0
672 |  | Refrigrator Ice Maker, Provided in another Division, Trim & Accessories: Wall Box: LSP #OB905 (Color: White) | 2 | 0% | 2 | EA |  | 0
673 |  | Lavatory, Bowl Provided in Other Division, Trim & Accessories: Faucet: Moen Method #66810, Finish: Chrome, Aerator: Moen 0.5 GPM Flow Restricter | 6 | 0% | 6 | EA |  | 0
674 |  | Combination Bath Tub/Shower, MFG: Sterling Enesmble 60" x 32" Tub #71121110 #71121120, Finish: White, Trim Kit: Moen Method #T62803EP, Finish: Chrome, Pressure Balance Valve: Moen #62320 | 2 | 0% | 2 | EA |  | 0
675 |  | Shower (60" x 32" Receptor), Sterling Enesmble#72181110 #7218120, Finish: White, Drain: Profolo #PF101PNC, Trim & Accessories: Trim Kit: MOen Method #T62802EP, Finish: Chrome | 2 | 0% | 2 | EA |  | 0
676 |  | Kitchen Sink, Bowl Provided in other Division, Trim & Accessories: Faucet: Olympia i2 #K-5020-BN, Finish: Brush Nickel, Aerator: 1.5 GPM Brush Nickel | 2 | 0% | 2 | EA |  | 0
677 |  | Dishwasher, Provided in another Division | 2 | 0% | 2 | EA |  | 0
Unit H - ( 2 Aparments)
Piping
678 |  | Cold Water Pipe | 174 | 10% | 191.4 | LF |  | 0
679 |  | Hot Water Pipe | 153 | 10% | 168.3 | LF |  | 0
680 |  | Sanitary Pipe | 71 | 10% | 78.1 | LF |  | 0
681 |  | Vent Pipe | 85 | 10% | 93.5 | LF |  | 0
Plumbing Fixtures
682 |  | Water Closet, Gerber Maxwell #DF21-112, Finish: White, Seat: Bemis #1200TCA, Closed Front W/ Cover | 4 | 0% | 4 | EA |  | 0
683 |  | Washing Machine, Drain Pan: Oatey # 34067, Washing Machine Box: LSP #OB213 (Color: White) | 2 | 0% | 2 | EA |  | 0
684 |  | Refrigrator Ice Maker, Provided in another Division, Trim & Accessories: Wall Box: LSP #OB905 (Color: White) | 2 | 0% | 2 | EA |  | 0
685 |  | Lavatory, Bowl Provided in Other Division, Trim & Accessories: Faucet: Moen Method #66810, Finish: Chrome, Aerator: Moen 0.5 GPM Flow Restricter | 4 | 0% | 4 | EA |  | 0
686 |  | Combination Bath Tub/Shower, MFG: Sterling Enesmble 60" x 32" Tub #71121110 #71121120, Finish: White, Trim Kit: Moen Method #T62803EP, Finish: Chrome, Pressure Balance Valve: Moen #62320 | 2 | 0% | 2 | EA |  | 0
687 |  | Shower (60" x 32" Receptor), Sterling Enesmble#72181110 #7218120, Finish: White, Drain: Profolo #PF101PNC, Trim & Accessories: Trim Kit: MOen Method #T62802EP, Finish: Chrome | 2 | 0% | 2 | EA |  | 0
688 |  | Kitchen Sink, Bowl Provided in other Division, Trim & Accessories: Faucet: Olympia i2 #K-5020-BN, Finish: Brush Nickel, Aerator: 1.5 GPM Brush Nickel | 2 | 0% | 2 | EA |  | 0
689 |  | Dishwasher, Provided in another Division | 2 | 0% | 2 | EA |  | 0
Unit J - ( 1 Aparments)
Piping
690 |  | Cold Water Pipe | 75.46 | 10% | 83.006 | LF |  | 0
691 |  | Hot Water Pipe | 65.07 | 10% | 71.577 | LF |  | 0
692 |  | Sanitary Pipe | 30.78 | 10% | 33.858 | LF |  | 0
693 |  | Vent Pipe | 54.14 | 10% | 59.554 | LF |  | 0
Plumbing Fixtures
694 |  | Water Closet, Gerber Maxwell #DF21-112, Finish: White, Seat: Bemis #1200TCA, Closed Front W/ Cover | 2 | 0% | 2 | EA |  | 0
695 |  | Washing Machine, Drain Pan: Oatey # 34067, Washing Machine Box: LSP #OB213 (Color: White) | 1 | 0% | 1 | EA |  | 0
696 |  | Refrigrator Ice Maker, Provided in another Division, Trim & Accessories: Wall Box: LSP #OB905 (Color: White) | 1 | 0% | 1 | EA |  | 0
697 |  | Lavatory, Bowl Provided in Other Division, Trim & Accessories: Faucet: Moen Method #66810, Finish: Chrome, Aerator: Moen 0.5 GPM Flow Restricter | 3 | 0% | 3 | EA |  | 0
698 |  | Combination Bath Tub/Shower, MFG: Sterling Enesmble 60" x 32" Tub #71121110 #71121120, Finish: White, Trim Kit: Moen Method #T62803EP, Finish: Chrome, Pressure Balance Valve: Moen #62320 | 1 | 0% | 1 | EA |  | 0
699 |  | Shower (60" x 32" Receptor), Sterling Enesmble#72181110 #7218120, Finish: White, Drain: Profolo #PF101PNC, Trim & Accessories: Trim Kit: MOen Method #T62802EP, Finish: Chrome | 1 | 0% | 1 | EA |  | 0
700 |  | Kitchen Sink, Bowl Provided in other Division, Trim & Accessories: Faucet: Olympia i2 #K-5020-BN, Finish: Brush Nickel, Aerator: 1.5 GPM Brush Nickel | 1 | 0% | 1 | EA |  | 0
701 |  | Dishwasher, Provided in another Division | 1 | 0% | 1 | EA |  | 0
Unit JA - ( 1 Aparments)
Piping
702 |  | Cold Water Pipe | 75.46 | 10% | 83.006 | LF |  | 0
703 |  | Hot Water Pipe | 65.07 | 10% | 71.577 | LF |  | 0
704 |  | Sanitary Pipe | 30.78 | 10% | 33.858 | LF |  | 0
705 |  | Vent Pipe | 54.14 | 10% | 59.554 | LF |  | 0
Plumbing Fixtures
706 |  | Water Closet, Gerber Maxwell #DF21-112, Finish: White, Seat: Bemis #1200TCA, Closed Front W/ Cover | 2 | 0% | 2 | EA |  | 0
707 |  | Washing Machine, Drain Pan: Oatey # 34067, Washing Machine Box: LSP #OB213 (Color: White) | 1 | 0% | 1 | EA |  | 0
708 |  | Refrigrator Ice Maker, Provided in another Division, Trim & Accessories: Wall Box: LSP #OB905 (Color: White) | 1 | 0% | 1 | EA |  | 0
709 |  | Lavatory, Bowl Provided in Other Division, Trim & Accessories: Faucet: Moen Method #66810, Finish: Chrome, Aerator: Moen 0.5 GPM Flow Restricter | 3 | 0% | 3 | EA |  | 0
710 |  | Combination Bath Tub/Shower, MFG: Sterling Enesmble 60" x 32" Tub #71121110 #71121120, Finish: White, Trim Kit: Moen Method #T62803EP, Finish: Chrome, Pressure Balance Valve: Moen #62320 | 1 | 0% | 1 | EA |  | 0
711 |  | Shower (60" x 32" Receptor), Sterling Enesmble#72181110 #7218120, Finish: White, Drain: Profolo #PF101PNC, Trim & Accessories: Trim Kit: MOen Method #T62802EP, Finish: Chrome | 1 | 0% | 1 | EA |  | 0
712 |  | Kitchen Sink, Bowl Provided in other Division, Trim & Accessories: Faucet: Olympia i2 #K-5020-BN, Finish: Brush Nickel, Aerator: 1.5 GPM Brush Nickel | 1 | 0% | 1 | EA |  | 0
713 |  | Dishwasher, Provided in another Division | 1 | 0% | 1 | EA |  | 0
Roof Plan
Piping
714 |  | 6" Vent Through Roof | 648 | 10% | 712.8 | LF |  | 0
Building D
Sub Slab Plan
Piping
715 |  | Sanitary Pipe | 580 | 10% | 638 | LF |  | 0
716 |  | Storm Water Pipe | 333 | 10% | 366.3 | LF |  | 0
First Floor
Common Area
Piping
717 |  | Cold Water Pipe | 254 | 10% | 279.4 | LF |  | 0
718 |  | Sanitary Pipe | 12 | 10% | 13.2 | LF |  | 0
719 |  | Vent Pipe | 13 | 10% | 14.3 | LF |  | 0
Unit A - ( 6 Aparments)
Piping
720 |  | Cold Water Pipe | 337 | 10% | 370.7 | LF |  | 0
721 |  | Hot Water Pipe | 288 | 10% | 316.8 | LF |  | 0
722 |  | Sanitary Pipe | 133 | 10% | 146.3 | LF |  | 0
723 |  | Vent Pipe | 193 | 10% | 212.3 | LF |  | 0
Plumbing Fixtures
724 |  | Water Closet, Gerber Maxwell #DF21-112, Finish: White, Seat: Bemis #1200TCA, Closed Front W/ Cover | 6 | 0% | 6 | EA |  | 0
725 |  | Washing Machine, Drain Pan: Oatey # 34067, Washing Machine Box: LSP #OB213 (Color: White) | 6 | 0% | 6 | EA |  | 0
726 |  | Refrigrator Ice Maker, Provided in another Division, Trim & Accessories: Wall Box: LSP #OB905 (Color: White) | 6 | 0% | 6 | EA |  | 0
727 |  | Lavatory, Bowl Provided in Other Division, Trim & Accessories: Faucet: Moen Method #66810, Finish: Chrome, Aerator: Moen 0.5 GPM Flow Restricter | 6 | 0% | 6 | EA |  | 0
728 |  | Combination Bath Tub/Shower, MFG: Sterling Enesmble 60" x 32" Tub #71121110 #71121120, Finish: White, Trim Kit: Moen Method #T62803EP, Finish: Chrome, Pressure Balance Valve: Moen #62320 | 6 | 0% | 6 | EA |  | 0
729 |  | Kitchen Sink, Bowl Provided in other Division, Trim & Accessories: Faucet: Olympia i2 #K-5020-BN, Finish: Brush Nickel, Aerator: 1.5 GPM Brush Nickel | 6 | 0% | 6 | EA |  | 0
730 |  | Dishwasher, Provided in another Division | 6 | 0% | 6 | EA |  | 0
Unit C - ( 1 Aparments)
Piping
731 |  | Cold Water Pipe | 52.994 | 10% | 58.2934 | LF |  | 0
732 |  | Hot Water Pipe | 36.854 | 10% | 40.5394 | LF |  | 0
733 |  | Sanitary Pipe | 21.905 | 10% | 24.0955 | LF |  | 0
734 |  | Vent Pipe | 35.828 | 10% | 39.4108 | LF |  | 0
Plumbing Fixtures
735 |  | Water Closet, Gerber Maxwell #DF21-112, Finish: White, Seat: Bemis #1200TCA, Closed Front W/ Cover | 1 | 0% | 1 | EA |  | 0
736 |  | Washing Machine, Drain Pan: Oatey # 34067, Washing Machine Box: LSP #OB213 (Color: White) | 1 | 0% | 1 | EA |  | 0
737 |  | Refrigrator Ice Maker, Provided in another Division, Trim & Accessories: Wall Box: LSP #OB905 (Color: White) | 1 | 0% | 1 | EA |  | 0
738 |  | Lavatory, Bowl Provided in Other Division, Trim & Accessories: Faucet: Moen Method #66810, Finish: Chrome, Aerator: Moen 0.5 GPM Flow Restricter | 1 | 0% | 1 | EA |  | 0
739 |  | Combination Bath Tub/Shower, MFG: Sterling Enesmble 60" x 32" Tub #71121110 #71121120, Finish: White, Trim Kit: Moen Method #T62803EP, Finish: Chrome, Pressure Balance Valve: Moen #62320 | 1 | 0% | 1 | EA |  | 0
740 |  | Kitchen Sink, Bowl Provided in other Division, Trim & Accessories: Faucet: Olympia i2 #K-5020-BN, Finish: Brush Nickel, Aerator: 1.5 GPM Brush Nickel | 1 | 0% | 1 | EA |  | 0
741 |  | Dishwasher, Provided in another Division | 1 | 0% | 1 | EA |  | 0
Unit CA - ( 1 Aparments)
Piping
742 |  | Cold Water Pipe | 52.994 | 10% | 58.2934 | LF |  | 0
743 |  | Hot Water Pipe | 36.854 | 10% | 40.5394 | LF |  | 0
744 |  | Sanitary Pipe | 21.905 | 10% | 24.0955 | LF |  | 0
745 |  | Vent Pipe | 35.828 | 10% | 39.4108 | LF |  | 0
Plumbing Fixtures
746 |  | Water Closet, Gerber Maxwell #DF21-112, Finish: White, Seat: Bemis #1200TCA, Closed Front W/ Cover | 1 | 0% | 1 | EA |  | 0
747 |  | Washing Machine, Drain Pan: Oatey # 34067, Washing Machine Box: LSP #OB213 (Color: White) | 1 | 0% | 1 | EA |  | 0
748 |  | Refrigrator Ice Maker, Provided in another Division, Trim & Accessories: Wall Box: LSP #OB905 (Color: White) | 1 | 0% | 1 | EA |  | 0
749 |  | Lavatory, Bowl Provided in Other Division, Trim & Accessories: Faucet: Moen Method #66810, Finish: Chrome, Aerator: Moen 0.5 GPM Flow Restricter | 1 | 0% | 1 | EA |  | 0
750 |  | Combination Bath Tub/Shower, MFG: Sterling Enesmble 60" x 32" Tub #71121110 #71121120, Finish: White, Trim Kit: Moen Method #T62803EP, Finish: Chrome, Pressure Balance Valve: Moen #62320 | 1 | 0% | 1 | EA |  | 0
751 |  | Kitchen Sink, Bowl Provided in other Division, Trim & Accessories: Faucet: Olympia i2 #K-5020-BN, Finish: Brush Nickel, Aerator: 1.5 GPM Brush Nickel | 1 | 0% | 1 | EA |  | 0
752 |  | Dishwasher, Provided in another Division | 1 | 0% | 1 | EA |  | 0
Unit F - ( 4 Aparments)
Piping
753 |  | Cold Water Pipe | 224 | 10% | 246.4 | LF |  | 0
754 |  | Hot Water Pipe | 240 | 10% | 264 | LF |  | 0
755 |  | Sanitary Pipe | 92.4 | 10% | 101.64 | LF |  | 0
756 |  | Vent Pipe | 136 | 10% | 149.6 | LF |  | 0
Plumbing Fixtures
757 |  | Water Closet, Gerber Maxwell #DF21-112, Finish: White, Seat: Bemis #1200TCA, Closed Front W/ Cover | 8 | 0% | 8 | EA |  | 0
758 |  | Washing Machine, Drain Pan: Oatey # 34067, Washing Machine Box: LSP #OB213 (Color: White) | 4 | 0% | 4 | EA |  | 0
759 |  | Refrigrator Ice Maker, Provided in another Division, Trim & Accessories: Wall Box: LSP #OB905 (Color: White) | 4 | 0% | 4 | EA |  | 0
760 |  | Lavatory, Bowl Provided in Other Division, Trim & Accessories: Faucet: Moen Method #66810, Finish: Chrome, Aerator: Moen 0.5 GPM Flow Restricter | 12 | 0% | 12 | EA |  | 0
761 |  | Combination Bath Tub/Shower, MFG: Sterling Enesmble 60" x 32" Tub #71121110 #71121120, Finish: White, Trim Kit: Moen Method #T62803EP, Finish: Chrome, Pressure Balance Valve: Moen #62320 | 4 | 0% | 4 | EA |  | 0
762 |  | Shower (60" x 32" Receptor), Sterling Enesmble#72181110 #7218120, Finish: White, Drain: Profolo #PF101PNC, Trim & Accessories: Trim Kit: MOen Method #T62802EP, Finish: Chrome | 4 | 0% | 4 | EA |  | 0
763 |  | Kitchen Sink, Bowl Provided in other Division, Trim & Accessories: Faucet: Olympia i2 #K-5020-BN, Finish: Brush Nickel, Aerator: 1.5 GPM Brush Nickel | 4 | 0% | 4 | EA |  | 0
764 |  | Dishwasher, Provided in another Division | 4 | 0% | 4 | EA |  | 0
Second Floor
Common Area
Piping
765 |  | Vent Pipe | 3.63 | 10% | 3.993 | LF |  | 0
Unit A - ( 4 Aparments)
Piping
766 |  | Cold Water Pipe | 224 | 10% | 246.4 | LF |  | 0
767 |  | Hot Water Pipe | 188 | 10% | 206.8 | LF |  | 0
768 |  | Sanitary Pipe | 90 | 10% | 99 | LF |  | 0
769 |  | Vent Pipe | 128 | 10% | 140.8 | LF |  | 0
Plumbing Fixtures
770 |  | Water Closet, Gerber Maxwell #DF21-112, Finish: White, Seat: Bemis #1200TCA, Closed Front W/ Cover | 4 | 0% | 4 | EA |  | 0
771 |  | Washing Machine, Drain Pan: Oatey # 34067, Washing Machine Box: LSP #OB213 (Color: White) | 4 | 0% | 4 | EA |  | 0
772 |  | Refrigrator Ice Maker, Provided in another Division, Trim & Accessories: Wall Box: LSP #OB905 (Color: White) | 4 | 0% | 4 | EA |  | 0
773 |  | Lavatory, Bowl Provided in Other Division, Trim & Accessories: Faucet: Moen Method #66810, Finish: Chrome, Aerator: Moen 0.5 GPM Flow Restricter | 4 | 0% | 4 | EA |  | 0
774 |  | Combination Bath Tub/Shower, MFG: Sterling Enesmble 60" x 32" Tub #71121110 #71121120, Finish: White, Trim Kit: Moen Method #T62803EP, Finish: Chrome, Pressure Balance Valve: Moen #62320 | 4 | 0% | 4 | EA |  | 0
775 |  | Kitchen Sink, Bowl Provided in other Division, Trim & Accessories: Faucet: Olympia i2 #K-5020-BN, Finish: Brush Nickel, Aerator: 1.5 GPM Brush Nickel | 4 | 0% | 4 | EA |  | 0
776 |  | Dishwasher, Provided in another Division | 4 | 0% | 4 | EA |  | 0
Unit D - ( 2 Aparments)
Piping
777 |  | Cold Water Pipe | 100 | 10% | 110 | LF |  | 0
778 |  | Hot Water Pipe | 94 | 10% | 103.4 | LF |  | 0
779 |  | Sanitary Pipe | 96 | 10% | 105.6 | LF |  | 0
780 |  | Vent Pipe | 80 | 10% | 88 | LF |  | 0
Plumbing Fixtures
781 |  | Water Closet, Gerber Maxwell #DF21-112, Finish: White, Seat: Bemis #1200TCA, Closed Front W/ Cover | 4 | 0% | 4 | EA |  | 0
782 |  | Washing Machine, Drain Pan: Oatey # 34067, Washing Machine Box: LSP #OB213 (Color: White) | 2 | 0% | 2 | EA |  | 0
783 |  | Refrigrator Ice Maker, Provided in another Division, Trim & Accessories: Wall Box: LSP #OB905 (Color: White) | 2 | 0% | 2 | EA |  | 0
784 |  | Lavatory, Bowl Provided in Other Division, Trim & Accessories: Faucet: Moen Method #66810, Finish: Chrome, Aerator: Moen 0.5 GPM Flow Restricter | 4 | 0% | 4 | EA |  | 0
785 |  | Combination Bath Tub/Shower, MFG: Sterling Enesmble 60" x 32" Tub #71121110 #71121120, Finish: White, Trim Kit: Moen Method #T62803EP, Finish: Chrome, Pressure Balance Valve: Moen #62320 | 2 | 0% | 2 | EA |  | 0
786 |  | Shower (60" x 32" Receptor), Sterling Enesmble#72181110 #7218120, Finish: White, Drain: Profolo #PF101PNC, Trim & Accessories: Trim Kit: MOen Method #T62802EP, Finish: Chrome | 2 | 0% | 2 | EA |  | 0
787 |  | Kitchen Sink, Bowl Provided in other Division, Trim & Accessories: Faucet: Olympia i2 #K-5020-BN, Finish: Brush Nickel, Aerator: 1.5 GPM Brush Nickel | 2 | 0% | 2 | EA |  | 0
788 |  | Dishwasher, Provided in another Division | 2 | 0% | 2 | EA |  | 0
Unit E - ( 2 Aparments)
Piping
789 |  | Cold Water Pipe | 133 | 10% | 146.3 | LF |  | 0
790 |  | Hot Water Pipe | 126 | 10% | 138.6 | LF |  | 0
791 |  | Sanitary Pipe | 84 | 10% | 92.4 | LF |  | 0
792 |  | Vent Pipe | 106 | 10% | 116.6 | LF |  | 0
Plumbing Fixtures
793 |  | Water Closet, Gerber Maxwell #DF21-112, Finish: White, Seat: Bemis #1200TCA, Closed Front W/ Cover | 4 | 0% | 4 | EA |  | 0
794 |  | Washing Machine, Drain Pan: Oatey # 34067, Washing Machine Box: LSP #OB213 (Color: White) | 2 | 0% | 2 | EA |  | 0
795 |  | Refrigrator Ice Maker, Provided in another Division, Trim & Accessories: Wall Box: LSP #OB905 (Color: White) | 2 | 0% | 2 | EA |  | 0
796 |  | Lavatory, Bowl Provided in Other Division, Trim & Accessories: Faucet: Moen Method #66810, Finish: Chrome, Aerator: Moen 0.5 GPM Flow Restricter | 6 | 0% | 6 | EA |  | 0
797 |  | Combination Bath Tub/Shower, MFG: Sterling Enesmble 60" x 32" Tub #71121110 #71121120, Finish: White, Trim Kit: Moen Method #T62803EP, Finish: Chrome, Pressure Balance Valve: Moen #62320 | 2 | 0% | 2 | EA |  | 0
798 |  | Shower (60" x 32" Receptor), Sterling Enesmble#72181110 #7218120, Finish: White, Drain: Profolo #PF101PNC, Trim & Accessories: Trim Kit: MOen Method #T62802EP, Finish: Chrome | 2 | 0% | 2 | EA |  | 0
799 |  | Kitchen Sink, Bowl Provided in other Division, Trim & Accessories: Faucet: Olympia i2 #K-5020-BN, Finish: Brush Nickel, Aerator: 1.5 GPM Brush Nickel | 2 | 0% | 2 | EA |  | 0
800 |  | Dishwasher, Provided in another Division | 2 | 0% | 2 | EA |  | 0
Unit F - ( 4 Aparments)
Piping
801 |  | Cold Water Pipe | 224 | 10% | 246.4 | LF |  | 0
802 |  | Hot Water Pipe | 240 | 10% | 264 | LF |  | 0
803 |  | Sanitary Pipe | 92.4 | 10% | 101.64 | LF |  | 0
804 |  | Vent Pipe | 136 | 10% | 149.6 | LF |  | 0
Plumbing Fixtures
805 |  | Water Closet, Gerber Maxwell #DF21-112, Finish: White, Seat: Bemis #1200TCA, Closed Front W/ Cover | 8 | 0% | 8 | EA |  | 0
806 |  | Washing Machine, Drain Pan: Oatey # 34067, Washing Machine Box: LSP #OB213 (Color: White) | 4 | 0% | 4 | EA |  | 0
807 |  | Refrigrator Ice Maker, Provided in another Division, Trim & Accessories: Wall Box: LSP #OB905 (Color: White) | 4 | 0% | 4 | EA |  | 0
808 |  | Lavatory, Bowl Provided in Other Division, Trim & Accessories: Faucet: Moen Method #66810, Finish: Chrome, Aerator: Moen 0.5 GPM Flow Restricter | 12 | 0% | 12 | EA |  | 0
809 |  | Combination Bath Tub/Shower, MFG: Sterling Enesmble 60" x 32" Tub #71121110 #71121120, Finish: White, Trim Kit: Moen Method #T62803EP, Finish: Chrome, Pressure Balance Valve: Moen #62320 | 4 | 0% | 4 | EA |  | 0
810 |  | Shower (60" x 32" Receptor), Sterling Enesmble#72181110 #7218120, Finish: White, Drain: Profolo #PF101PNC, Trim & Accessories: Trim Kit: MOen Method #T62802EP, Finish: Chrome | 4 | 0% | 4 | EA |  | 0
811 |  | Kitchen Sink, Bowl Provided in other Division, Trim & Accessories: Faucet: Olympia i2 #K-5020-BN, Finish: Brush Nickel, Aerator: 1.5 GPM Brush Nickel | 4 | 0% | 4 | EA |  | 0
812 |  | Dishwasher, Provided in another Division | 4 | 0% | 4 | EA |  | 0
Third Floor
Common Area
Piping
813 |  | Vent Pipe | 3.63 | 10% | 3.993 | LF |  | 0
Unit A - ( 4 Aparments)
Piping
814 |  | Cold Water Pipe | 224 | 10% | 246.4 | LF |  | 0
815 |  | Hot Water Pipe | 188 | 10% | 206.8 | LF |  | 0
816 |  | Sanitary Pipe | 90 | 10% | 99 | LF |  | 0
817 |  | Vent Pipe | 128 | 10% | 140.8 | LF |  | 0
Plumbing Fixtures
818 |  | Water Closet, Gerber Maxwell #DF21-112, Finish: White, Seat: Bemis #1200TCA, Closed Front W/ Cover | 4 | 0% | 4 | EA |  | 0
819 |  | Washing Machine, Drain Pan: Oatey # 34067, Washing Machine Box: LSP #OB213 (Color: White) | 4 | 0% | 4 | EA |  | 0
820 |  | Refrigrator Ice Maker, Provided in another Division, Trim & Accessories: Wall Box: LSP #OB905 (Color: White) | 4 | 0% | 4 | EA |  | 0
821 |  | Lavatory, Bowl Provided in Other Division, Trim & Accessories: Faucet: Moen Method #66810, Finish: Chrome, Aerator: Moen 0.5 GPM Flow Restricter | 4 | 0% | 4 | EA |  | 0
822 |  | Combination Bath Tub/Shower, MFG: Sterling Enesmble 60" x 32" Tub #71121110 #71121120, Finish: White, Trim Kit: Moen Method #T62803EP, Finish: Chrome, Pressure Balance Valve: Moen #62320 | 4 | 0% | 4 | EA |  | 0
823 |  | Kitchen Sink, Bowl Provided in other Division, Trim & Accessories: Faucet: Olympia i2 #K-5020-BN, Finish: Brush Nickel, Aerator: 1.5 GPM Brush Nickel | 4 | 0% | 4 | EA |  | 0
824 |  | Dishwasher, Provided in another Division | 4 | 0% | 4 | EA |  | 0
Unit D - ( 2 Aparments)
Piping
825 |  | Cold Water Pipe | 100 | 10% | 110 | LF |  | 0
826 |  | Hot Water Pipe | 94 | 10% | 103.4 | LF |  | 0
827 |  | Sanitary Pipe | 96 | 10% | 105.6 | LF |  | 0
828 |  | Vent Pipe | 80 | 10% | 88 | LF |  | 0
Plumbing Fixtures
829 |  | Water Closet, Gerber Maxwell #DF21-112, Finish: White, Seat: Bemis #1200TCA, Closed Front W/ Cover | 4 | 0% | 4 | EA |  | 0
830 |  | Washing Machine, Drain Pan: Oatey # 34067, Washing Machine Box: LSP #OB213 (Color: White) | 2 | 0% | 2 | EA |  | 0
831 |  | Refrigrator Ice Maker, Provided in another Division, Trim & Accessories: Wall Box: LSP #OB905 (Color: White) | 2 | 0% | 2 | EA |  | 0
832 |  | Lavatory, Bowl Provided in Other Division, Trim & Accessories: Faucet: Moen Method #66810, Finish: Chrome, Aerator: Moen 0.5 GPM Flow Restricter | 4 | 0% | 4 | EA |  | 0
833 |  | Combination Bath Tub/Shower, MFG: Sterling Enesmble 60" x 32" Tub #71121110 #71121120, Finish: White, Trim Kit: Moen Method #T62803EP, Finish: Chrome, Pressure Balance Valve: Moen #62320 | 2 | 0% | 2 | EA |  | 0
834 |  | Shower (60" x 32" Receptor), Sterling Enesmble#72181110 #7218120, Finish: White, Drain: Profolo #PF101PNC, Trim & Accessories: Trim Kit: MOen Method #T62802EP, Finish: Chrome | 2 | 0% | 2 | EA |  | 0
835 |  | Kitchen Sink, Bowl Provided in other Division, Trim & Accessories: Faucet: Olympia i2 #K-5020-BN, Finish: Brush Nickel, Aerator: 1.5 GPM Brush Nickel | 2 | 0% | 2 | EA |  | 0
836 |  | Dishwasher, Provided in another Division | 2 | 0% | 2 | EA |  | 0
Unit E - ( 2 Aparments)
Piping
837 |  | Cold Water Pipe | 133 | 10% | 146.3 | LF |  | 0
838 |  | Hot Water Pipe | 126 | 10% | 138.6 | LF |  | 0
839 |  | Sanitary Pipe | 84 | 10% | 92.4 | LF |  | 0
840 |  | Vent Pipe | 106 | 10% | 116.6 | LF |  | 0
Plumbing Fixtures
841 |  | Water Closet, Gerber Maxwell #DF21-112, Finish: White, Seat: Bemis #1200TCA, Closed Front W/ Cover | 4 | 0% | 4 | EA |  | 0
842 |  | Washing Machine, Drain Pan: Oatey # 34067, Washing Machine Box: LSP #OB213 (Color: White) | 2 | 0% | 2 | EA |  | 0
843 |  | Refrigrator Ice Maker, Provided in another Division, Trim & Accessories: Wall Box: LSP #OB905 (Color: White) | 2 | 0% | 2 | EA |  | 0
844 |  | Lavatory, Bowl Provided in Other Division, Trim & Accessories: Faucet: Moen Method #66810, Finish: Chrome, Aerator: Moen 0.5 GPM Flow Restricter | 6 | 0% | 6 | EA |  | 0
845 |  | Combination Bath Tub/Shower, MFG: Sterling Enesmble 60" x 32" Tub #71121110 #71121120, Finish: White, Trim Kit: Moen Method #T62803EP, Finish: Chrome, Pressure Balance Valve: Moen #62320 | 2 | 0% | 2 | EA |  | 0
846 |  | Shower (60" x 32" Receptor), Sterling Enesmble#72181110 #7218120, Finish: White, Drain: Profolo #PF101PNC, Trim & Accessories: Trim Kit: MOen Method #T62802EP, Finish: Chrome | 2 | 0% | 2 | EA |  | 0
847 |  | Kitchen Sink, Bowl Provided in other Division, Trim & Accessories: Faucet: Olympia i2 #K-5020-BN, Finish: Brush Nickel, Aerator: 1.5 GPM Brush Nickel | 2 | 0% | 2 | EA |  | 0
848 |  | Dishwasher, Provided in another Division | 2 | 0% | 2 | EA |  | 0
Unit F - ( 4 Aparments)
Piping
849 |  | Cold Water Pipe | 224 | 10% | 246.4 | LF |  | 0
850 |  | Hot Water Pipe | 240 | 10% | 264 | LF |  | 0
851 |  | Sanitary Pipe | 92.4 | 10% | 101.64 | LF |  | 0
852 |  | Vent Pipe | 136 | 10% | 149.6 | LF |  | 0
Plumbing Fixtures
853 |  | Water Closet, Gerber Maxwell #DF21-112, Finish: White, Seat: Bemis #1200TCA, Closed Front W/ Cover | 8 | 0% | 8 | EA |  | 0
854 |  | Washing Machine, Drain Pan: Oatey # 34067, Washing Machine Box: LSP #OB213 (Color: White) | 4 | 0% | 4 | EA |  | 0
855 |  | Refrigrator Ice Maker, Provided in another Division, Trim & Accessories: Wall Box: LSP #OB905 (Color: White) | 4 | 0% | 4 | EA |  | 0
856 |  | Lavatory, Bowl Provided in Other Division, Trim & Accessories: Faucet: Moen Method #66810, Finish: Chrome, Aerator: Moen 0.5 GPM Flow Restricter | 12 | 0% | 12 | EA |  | 0
857 |  | Combination Bath Tub/Shower, MFG: Sterling Enesmble 60" x 32" Tub #71121110 #71121120, Finish: White, Trim Kit: Moen Method #T62803EP, Finish: Chrome, Pressure Balance Valve: Moen #62320 | 4 | 0% | 4 | EA |  | 0
858 |  | Shower (60" x 32" Receptor), Sterling Enesmble#72181110 #7218120, Finish: White, Drain: Profolo #PF101PNC, Trim & Accessories: Trim Kit: MOen Method #T62802EP, Finish: Chrome | 4 | 0% | 4 | EA |  | 0
859 |  | Kitchen Sink, Bowl Provided in other Division, Trim & Accessories: Faucet: Olympia i2 #K-5020-BN, Finish: Brush Nickel, Aerator: 1.5 GPM Brush Nickel | 4 | 0% | 4 | EA |  | 0
860 |  | Dishwasher, Provided in another Division | 4 | 0% | 4 | EA |  | 0
Fourth Floor
Common Area
Piping
861 |  | Vent Pipe | 213.24 | 10% | 234.564 | LF |  | 0
Unit A - ( 4 Aparments)
Piping
862 |  | Cold Water Pipe | 224 | 10% | 246.4 | LF |  | 0
863 |  | Hot Water Pipe | 188 | 10% | 206.8 | LF |  | 0
864 |  | Sanitary Pipe | 90 | 10% | 99 | LF |  | 0
865 |  | Vent Pipe | 128 | 10% | 140.8 | LF |  | 0
Plumbing Fixtures
866 |  | Water Closet, Gerber Maxwell #DF21-112, Finish: White, Seat: Bemis #1200TCA, Closed Front W/ Cover | 4 | 0% | 4 | EA |  | 0
867 |  | Washing Machine, Drain Pan: Oatey # 34067, Washing Machine Box: LSP #OB213 (Color: White) | 4 | 0% | 4 | EA |  | 0
868 |  | Refrigrator Ice Maker, Provided in another Division, Trim & Accessories: Wall Box: LSP #OB905 (Color: White) | 4 | 0% | 4 | EA |  | 0
869 |  | Lavatory, Bowl Provided in Other Division, Trim & Accessories: Faucet: Moen Method #66810, Finish: Chrome, Aerator: Moen 0.5 GPM Flow Restricter | 4 | 0% | 4 | EA |  | 0
870 |  | Combination Bath Tub/Shower, MFG: Sterling Enesmble 60" x 32" Tub #71121110 #71121120, Finish: White, Trim Kit: Moen Method #T62803EP, Finish: Chrome, Pressure Balance Valve: Moen #62320 | 4 | 0% | 4 | EA |  | 0
871 |  | Kitchen Sink, Bowl Provided in other Division, Trim & Accessories: Faucet: Olympia i2 #K-5020-BN, Finish: Brush Nickel, Aerator: 1.5 GPM Brush Nickel | 4 | 0% | 4 | EA |  | 0
872 |  | Dishwasher, Provided in another Division | 4 | 0% | 4 | EA |  | 0
Unit D - ( 2 Aparments)
Piping
873 |  | Cold Water Pipe | 100 | 10% | 110 | LF |  | 0
874 |  | Hot Water Pipe | 94 | 10% | 103.4 | LF |  | 0
875 |  | Sanitary Pipe | 96 | 10% | 105.6 | LF |  | 0
876 |  | Vent Pipe | 80 | 10% | 88 | LF |  | 0
Plumbing Fixtures
877 |  | Water Closet, Gerber Maxwell #DF21-112, Finish: White, Seat: Bemis #1200TCA, Closed Front W/ Cover | 4 | 0% | 4 | EA |  | 0
878 |  | Washing Machine, Drain Pan: Oatey # 34067, Washing Machine Box: LSP #OB213 (Color: White) | 2 | 0% | 2 | EA |  | 0
879 |  | Refrigrator Ice Maker, Provided in another Division, Trim & Accessories: Wall Box: LSP #OB905 (Color: White) | 2 | 0% | 2 | EA |  | 0
880 |  | Lavatory, Bowl Provided in Other Division, Trim & Accessories: Faucet: Moen Method #66810, Finish: Chrome, Aerator: Moen 0.5 GPM Flow Restricter | 4 | 0% | 4 | EA |  | 0
881 |  | Combination Bath Tub/Shower, MFG: Sterling Enesmble 60" x 32" Tub #71121110 #71121120, Finish: White, Trim Kit: Moen Method #T62803EP, Finish: Chrome, Pressure Balance Valve: Moen #62320 | 2 | 0% | 2 | EA |  | 0
882 |  | Shower (60" x 32" Receptor), Sterling Enesmble#72181110 #7218120, Finish: White, Drain: Profolo #PF101PNC, Trim & Accessories: Trim Kit: MOen Method #T62802EP, Finish: Chrome | 2 | 0% | 2 | EA |  | 0
883 |  | Kitchen Sink, Bowl Provided in other Division, Trim & Accessories: Faucet: Olympia i2 #K-5020-BN, Finish: Brush Nickel, Aerator: 1.5 GPM Brush Nickel | 2 | 0% | 2 | EA |  | 0
884 |  | Dishwasher, Provided in another Division | 2 | 0% | 2 | EA |  | 0
Unit E - ( 2 Aparments)
Piping
885 |  | Cold Water Pipe | 133 | 10% | 146.3 | LF |  | 0
886 |  | Hot Water Pipe | 126 | 10% | 138.6 | LF |  | 0
887 |  | Sanitary Pipe | 84 | 10% | 92.4 | LF |  | 0
888 |  | Vent Pipe | 106 | 10% | 116.6 | LF |  | 0
Plumbing Fixtures
889 |  | Water Closet, Gerber Maxwell #DF21-112, Finish: White, Seat: Bemis #1200TCA, Closed Front W/ Cover | 4 | 0% | 4 | EA |  | 0
890 |  | Washing Machine, Drain Pan: Oatey # 34067, Washing Machine Box: LSP #OB213 (Color: White) | 2 | 0% | 2 | EA |  | 0
891 |  | Refrigrator Ice Maker, Provided in another Division, Trim & Accessories: Wall Box: LSP #OB905 (Color: White) | 2 | 0% | 2 | EA |  | 0
892 |  | Lavatory, Bowl Provided in Other Division, Trim & Accessories: Faucet: Moen Method #66810, Finish: Chrome, Aerator: Moen 0.5 GPM Flow Restricter | 6 | 0% | 6 | EA |  | 0
893 |  | Combination Bath Tub/Shower, MFG: Sterling Enesmble 60" x 32" Tub #71121110 #71121120, Finish: White, Trim Kit: Moen Method #T62803EP, Finish: Chrome, Pressure Balance Valve: Moen #62320 | 2 | 0% | 2 | EA |  | 0
894 |  | Shower (60" x 32" Receptor), Sterling Enesmble#72181110 #7218120, Finish: White, Drain: Profolo #PF101PNC, Trim & Accessories: Trim Kit: MOen Method #T62802EP, Finish: Chrome | 2 | 0% | 2 | EA |  | 0
895 |  | Kitchen Sink, Bowl Provided in other Division, Trim & Accessories: Faucet: Olympia i2 #K-5020-BN, Finish: Brush Nickel, Aerator: 1.5 GPM Brush Nickel | 2 | 0% | 2 | EA |  | 0
896 |  | Dishwasher, Provided in another Division | 2 | 0% | 2 | EA |  | 0
Unit F - ( 4 Aparments)
Piping
897 |  | Cold Water Pipe | 224 | 10% | 246.4 | LF |  | 0
898 |  | Hot Water Pipe | 240 | 10% | 264 | LF |  | 0
899 |  | Sanitary Pipe | 92.4 | 10% | 101.64 | LF |  | 0
900 |  | Vent Pipe | 136 | 10% | 149.6 | LF |  | 0
Plumbing Fixtures
901 |  | Water Closet, Gerber Maxwell #DF21-112, Finish: White, Seat: Bemis #1200TCA, Closed Front W/ Cover | 8 | 0% | 8 | EA |  | 0
902 |  | Washing Machine, Drain Pan: Oatey # 34067, Washing Machine Box: LSP #OB213 (Color: White) | 4 | 0% | 4 | EA |  | 0
903 |  | Refrigrator Ice Maker, Provided in another Division, Trim & Accessories: Wall Box: LSP #OB905 (Color: White) | 4 | 0% | 4 | EA |  | 0
904 |  | Lavatory, Bowl Provided in Other Division, Trim & Accessories: Faucet: Moen Method #66810, Finish: Chrome, Aerator: Moen 0.5 GPM Flow Restricter | 12 | 0% | 12 | EA |  | 0
905 |  | Combination Bath Tub/Shower, MFG: Sterling Enesmble 60" x 32" Tub #71121110 #71121120, Finish: White, Trim Kit: Moen Method #T62803EP, Finish: Chrome, Pressure Balance Valve: Moen #62320 | 4 | 0% | 4 | EA |  | 0
906 |  | Shower (60" x 32" Receptor), Sterling Enesmble#72181110 #7218120, Finish: White, Drain: Profolo #PF101PNC, Trim & Accessories: Trim Kit: MOen Method #T62802EP, Finish: Chrome | 4 | 0% | 4 | EA |  | 0
907 |  | Kitchen Sink, Bowl Provided in other Division, Trim & Accessories: Faucet: Olympia i2 #K-5020-BN, Finish: Brush Nickel, Aerator: 1.5 GPM Brush Nickel | 4 | 0% | 4 | EA |  | 0
908 |  | Dishwasher, Provided in another Division | 4 | 0% | 4 | EA |  | 0
Roof Plan
Piping
909 |  | 6" Vent Through Roof | 648 | 10% | 712.8 | LF |  | 0
Building E
Sub Slab Plan
Piping
910 |  | Sanitary Pipe | 204 | 10% | 224.4 | LF |  | 0
911 |  | Storm Water Pipe | 310 | 10% | 341 | LF |  | 0
First Floor
Common Area
Piping
912 |  | Cold Water Pipe | 224 | 10% | 246.4 | LF |  | 0
913 |  | Sanitary Pipe | 11 | 10% | 12.1 | LF |  | 0
914 |  | Vent Pipe | 28 | 10% | 30.8 | LF |  | 0
Unit A - ( 2 Aparments)
Piping
915 |  | Cold Water Pipe | 112 | 10% | 123.2 | LF |  | 0
916 |  | Hot Water Pipe | 94 | 10% | 103.4 | LF |  | 0
917 |  | Sanitary Pipe | 45 | 10% | 49.5 | LF |  | 0
918 |  | Vent Pipe | 64 | 10% | 70.4 | LF |  | 0
Plumbing Fixtures
919 |  | Water Closet, Gerber Maxwell #DF21-112, Finish: White, Seat: Bemis #1200TCA, Closed Front W/ Cover | 2 | 0% | 2 | EA |  | 0
920 |  | Washing Machine, Drain Pan: Oatey # 34067, Washing Machine Box: LSP #OB213 (Color: White) | 2 | 0% | 2 | EA |  | 0
921 |  | Refrigrator Ice Maker, Provided in another Division, Trim & Accessories: Wall Box: LSP #OB905 (Color: White) | 2 | 0% | 2 | EA |  | 0
922 |  | Lavatory, Bowl Provided in Other Division, Trim & Accessories: Faucet: Moen Method #66810, Finish: Chrome, Aerator: Moen 0.5 GPM Flow Restricter | 2 | 0% | 2 | EA |  | 0
923 |  | Combination Bath Tub/Shower, MFG: Sterling Enesmble 60" x 32" Tub #71121110 #71121120, Finish: White, Trim Kit: Moen Method #T62803EP, Finish: Chrome, Pressure Balance Valve: Moen #62320 | 2 | 0% | 2 | EA |  | 0
924 |  | Kitchen Sink, Bowl Provided in other Division, Trim & Accessories: Faucet: Olympia i2 #K-5020-BN, Finish: Brush Nickel, Aerator: 1.5 GPM Brush Nickel | 2 | 0% | 2 | EA |  | 0
925 |  | Dishwasher, Provided in another Division | 2 | 0% | 2 | EA |  | 0
Unit B - ( 2 Aparments)
Piping
926 |  | Cold Water Pipe | 107 | 10% | 117.7 | LF |  | 0
927 |  | Hot Water Pipe | 100 | 10% | 110 | LF |  | 0
928 |  | Sanitary Pipe | 41 | 10% | 45.1 | LF |  | 0
929 |  | Vent Pipe | 70 | 10% | 77 | LF |  | 0
Plumbing Fixtures
930 |  | Water Closet, Gerber Maxwell #DF21-112, Finish: White, Seat: Bemis #1200TCA, Closed Front W/ Cover | 2 | 0% | 2 | EA |  | 0
931 |  | Washing Machine, Drain Pan: Oatey # 34067, Washing Machine Box: LSP #OB213 (Color: White) | 2 | 0% | 2 | EA |  | 0
932 |  | Refrigrator Ice Maker, Provided in another Division, Trim & Accessories: Wall Box: LSP #OB905 (Color: White) | 2 | 0% | 2 | EA |  | 0
933 |  | Lavatory, Bowl Provided in Other Division, Trim & Accessories: Faucet: Moen Method #66810, Finish: Chrome, Aerator: Moen 0.5 GPM Flow Restricter | 2 | 0% | 2 | EA |  | 0
934 |  | Combination Bath Tub/Shower, MFG: Sterling Enesmble 60" x 32" Tub #71121110 #71121120, Finish: White, Trim Kit: Moen Method #T62803EP, Finish: Chrome, Pressure Balance Valve: Moen #62320 | 2 | 0% | 2 | EA |  | 0
935 |  | Kitchen Sink, Bowl Provided in other Division, Trim & Accessories: Faucet: Olympia i2 #K-5020-BN, Finish: Brush Nickel, Aerator: 1.5 GPM Brush Nickel | 2 | 0% | 2 | EA |  | 0
936 |  | Dishwasher, Provided in another Division | 2 | 0% | 2 | EA |  | 0
Unit C - ( 2 Aparments)
Piping
937 |  | Cold Water Pipe | 106 | 10% | 116.6 | LF |  | 0
938 |  | Hot Water Pipe | 74 | 10% | 81.4 | LF |  | 0
939 |  | Sanitary Pipe | 44 | 10% | 48.4 | LF |  | 0
940 |  | Vent Pipe | 70 | 10% | 77 | LF |  | 0
Plumbing Fixtures
941 |  | Water Closet, Gerber Maxwell #DF21-112, Finish: White, Seat: Bemis #1200TCA, Closed Front W/ Cover | 2 | 0% | 2 | EA |  | 0
942 |  | Washing Machine, Drain Pan: Oatey # 34067, Washing Machine Box: LSP #OB213 (Color: White) | 2 | 0% | 2 | EA |  | 0
943 |  | Refrigrator Ice Maker, Provided in another Division, Trim & Accessories: Wall Box: LSP #OB905 (Color: White) | 2 | 0% | 2 | EA |  | 0
944 |  | Lavatory, Bowl Provided in Other Division, Trim & Accessories: Faucet: Moen Method #66810, Finish: Chrome, Aerator: Moen 0.5 GPM Flow Restricter | 2 | 0% | 2 | EA |  | 0
945 |  | Combination Bath Tub/Shower, MFG: Sterling Enesmble 60" x 32" Tub #71121110 #71121120, Finish: White, Trim Kit: Moen Method #T62803EP, Finish: Chrome, Pressure Balance Valve: Moen #62320 | 2 | 0% | 2 | EA |  | 0
946 |  | Kitchen Sink, Bowl Provided in other Division, Trim & Accessories: Faucet: Olympia i2 #K-5020-BN, Finish: Brush Nickel, Aerator: 1.5 GPM Brush Nickel | 2 | 0% | 2 | EA |  | 0
947 |  | Dishwasher, Provided in another Division | 2 | 0% | 2 | EA |  | 0
Unit E - ( 2 Aparments)
Piping
948 |  | Cold Water Pipe | 133 | 10% | 146.3 | LF |  | 0
949 |  | Hot Water Pipe | 126 | 10% | 138.6 | LF |  | 0
950 |  | Sanitary Pipe | 84 | 10% | 92.4 | LF |  | 0
951 |  | Vent Pipe | 106 | 10% | 116.6 | LF |  | 0
Plumbing Fixtures
952 |  | Water Closet, Gerber Maxwell #DF21-112, Finish: White, Seat: Bemis #1200TCA, Closed Front W/ Cover | 4 | 0% | 4 | EA |  | 0
953 |  | Washing Machine, Drain Pan: Oatey # 34067, Washing Machine Box: LSP #OB213 (Color: White) | 2 | 0% | 2 | EA |  | 0
954 |  | Refrigrator Ice Maker, Provided in another Division, Trim & Accessories: Wall Box: LSP #OB905 (Color: White) | 2 | 0% | 2 | EA |  | 0
955 |  | Lavatory, Bowl Provided in Other Division, Trim & Accessories: Faucet: Moen Method #66810, Finish: Chrome, Aerator: Moen 0.5 GPM Flow Restricter | 6 | 0% | 6 | EA |  | 0
956 |  | Combination Bath Tub/Shower, MFG: Sterling Enesmble 60" x 32" Tub #71121110 #71121120, Finish: White, Trim Kit: Moen Method #T62803EP, Finish: Chrome, Pressure Balance Valve: Moen #62320 | 2 | 0% | 2 | EA |  | 0
957 |  | Shower (60" x 32" Receptor), Sterling Enesmble#72181110 #7218120, Finish: White, Drain: Profolo #PF101PNC, Trim & Accessories: Trim Kit: MOen Method #T62802EP, Finish: Chrome | 2 | 0% | 2 | EA |  | 0
958 |  | Kitchen Sink, Bowl Provided in other Division, Trim & Accessories: Faucet: Olympia i2 #K-5020-BN, Finish: Brush Nickel, Aerator: 1.5 GPM Brush Nickel | 2 | 0% | 2 | EA |  | 0
959 |  | Dishwasher, Provided in another Division | 2 | 0% | 2 | EA |  | 0
Unit F2 - ( 2 Aparments)
Piping
960 |  | Cold Water Pipe | 112 | 10% | 123.2 | LF |  | 0
961 |  | Hot Water Pipe | 120 | 10% | 132 | LF |  | 0
962 |  | Sanitary Pipe | 46 | 10% | 50.6 | LF |  | 0
963 |  | Vent Pipe | 68 | 10% | 74.8 | LF |  | 0
Plumbing Fixtures
964 |  | Water Closet, Gerber Maxwell #DF21-112, Finish: White, Seat: Bemis #1200TCA, Closed Front W/ Cover | 4 | 0% | 4 | EA |  | 0
965 |  | Washing Machine, Drain Pan: Oatey # 34067, Washing Machine Box: LSP #OB213 (Color: White) | 2 | 0% | 2 | EA |  | 0
966 |  | Refrigrator Ice Maker, Provided in another Division, Trim & Accessories: Wall Box: LSP #OB905 (Color: White) | 2 | 0% | 2 | EA |  | 0
967 |  | Lavatory, Bowl Provided in Other Division, Trim & Accessories: Faucet: Moen Method #66810, Finish: Chrome, Aerator: Moen 0.5 GPM Flow Restricter | 6 | 0% | 6 | EA |  | 0
968 |  | Combination Bath Tub/Shower, MFG: Sterling Enesmble 60" x 32" Tub #71121110 #71121120, Finish: White, Trim Kit: Moen Method #T62803EP, Finish: Chrome, Pressure Balance Valve: Moen #62320 | 2 | 0% | 2 | EA |  | 0
969 |  | Shower (60" x 32" Receptor), Sterling Enesmble#72181110 #7218120, Finish: White, Drain: Profolo #PF101PNC, Trim & Accessories: Trim Kit: MOen Method #T62802EP, Finish: Chrome | 2 | 0% | 2 | EA |  | 0
970 |  | Kitchen Sink, Bowl Provided in other Division, Trim & Accessories: Faucet: Olympia i2 #K-5020-BN, Finish: Brush Nickel, Aerator: 1.5 GPM Brush Nickel | 2 | 0% | 2 | EA |  | 0
971 |  | Dishwasher, Provided in another Division | 2 | 0% | 2 | EA |  | 0
Second Floor
Common Area
Piping
972 |  | Vent Pipe | 3 | 10% | 3.3 | LF |  | 0
Unit B - ( 2 Aparments)
Piping
973 |  | Cold Water Pipe | 107 | 10% | 117.7 | LF |  | 0
974 |  | Hot Water Pipe | 100 | 10% | 110 | LF |  | 0
975 |  | Sanitary Pipe | 41 | 10% | 45.1 | LF |  | 0
976 |  | Vent Pipe | 70 | 10% | 77 | LF |  | 0
Plumbing Fixtures
977 |  | Water Closet, Gerber Maxwell #DF21-112, Finish: White, Seat: Bemis #1200TCA, Closed Front W/ Cover | 2 | 0% | 2 | EA |  | 0
978 |  | Washing Machine, Drain Pan: Oatey # 34067, Washing Machine Box: LSP #OB213 (Color: White) | 2 | 0% | 2 | EA |  | 0
979 |  | Refrigrator Ice Maker, Provided in another Division, Trim & Accessories: Wall Box: LSP #OB905 (Color: White) | 2 | 0% | 2 | EA |  | 0
980 |  | Lavatory, Bowl Provided in Other Division, Trim & Accessories: Faucet: Moen Method #66810, Finish: Chrome, Aerator: Moen 0.5 GPM Flow Restricter | 2 | 0% | 2 | EA |  | 0
981 |  | Combination Bath Tub/Shower, MFG: Sterling Enesmble 60" x 32" Tub #71121110 #71121120, Finish: White, Trim Kit: Moen Method #T62803EP, Finish: Chrome, Pressure Balance Valve: Moen #62320 | 2 | 0% | 2 | EA |  | 0
982 |  | Kitchen Sink, Bowl Provided in other Division, Trim & Accessories: Faucet: Olympia i2 #K-5020-BN, Finish: Brush Nickel, Aerator: 1.5 GPM Brush Nickel | 2 | 0% | 2 | EA |  | 0
983 |  | Dishwasher, Provided in another Division | 2 | 0% | 2 | EA |  | 0
Unit D - ( 2 Aparments)
Piping
984 |  | Cold Water Pipe | 100 | 10% | 110 | LF |  | 0
985 |  | Hot Water Pipe | 94 | 10% | 103.4 | LF |  | 0
986 |  | Sanitary Pipe | 96 | 10% | 105.6 | LF |  | 0
987 |  | Vent Pipe | 80 | 10% | 88 | LF |  | 0
Plumbing Fixtures
988 |  | Water Closet, Gerber Maxwell #DF21-112, Finish: White, Seat: Bemis #1200TCA, Closed Front W/ Cover | 4 | 0% | 4 | EA |  | 0
989 |  | Washing Machine, Drain Pan: Oatey # 34067, Washing Machine Box: LSP #OB213 (Color: White) | 2 | 0% | 2 | EA |  | 0
990 |  | Refrigrator Ice Maker, Provided in another Division, Trim & Accessories: Wall Box: LSP #OB905 (Color: White) | 2 | 0% | 2 | EA |  | 0
991 |  | Lavatory, Bowl Provided in Other Division, Trim & Accessories: Faucet: Moen Method #66810, Finish: Chrome, Aerator: Moen 0.5 GPM Flow Restricter | 4 | 0% | 4 | EA |  | 0
992 |  | Combination Bath Tub/Shower, MFG: Sterling Enesmble 60" x 32" Tub #71121110 #71121120, Finish: White, Trim Kit: Moen Method #T62803EP, Finish: Chrome, Pressure Balance Valve: Moen #62320 | 2 | 0% | 2 | EA |  | 0
993 |  | Shower (60" x 32" Receptor), Sterling Enesmble#72181110 #7218120, Finish: White, Drain: Profolo #PF101PNC, Trim & Accessories: Trim Kit: MOen Method #T62802EP, Finish: Chrome | 2 | 0% | 2 | EA |  | 0
994 |  | Kitchen Sink, Bowl Provided in other Division, Trim & Accessories: Faucet: Olympia i2 #K-5020-BN, Finish: Brush Nickel, Aerator: 1.5 GPM Brush Nickel | 2 | 0% | 2 | EA |  | 0
995 |  | Dishwasher, Provided in another Division | 2 | 0% | 2 | EA |  | 0
Unit E - ( 4 Aparments)
Piping
996 |  | Cold Water Pipe | 266 | 10% | 292.6 | LF |  | 0
997 |  | Hot Water Pipe | 252 | 10% | 277.2 | LF |  | 0
998 |  | Sanitary Pipe | 168 | 10% | 184.8 | LF |  | 0
999 |  | Vent Pipe | 212 | 10% | 233.2 | LF |  | 0
Plumbing Fixtures
1000 |  | Water Closet, Gerber Maxwell #DF21-112, Finish: White, Seat: Bemis #1200TCA, Closed Front W/ Cover | 8 | 0% | 8 | EA |  | 0
1001 |  | Washing Machine, Drain Pan: Oatey # 34067, Washing Machine Box: LSP #OB213 (Color: White) | 4 | 0% | 4 | EA |  | 0
1002 |  | Refrigrator Ice Maker, Provided in another Division, Trim & Accessories: Wall Box: LSP #OB905 (Color: White) | 4 | 0% | 4 | EA |  | 0
1003 |  | Lavatory, Bowl Provided in Other Division, Trim & Accessories: Faucet: Moen Method #66810, Finish: Chrome, Aerator: Moen 0.5 GPM Flow Restricter | 12 | 0% | 12 | EA |  | 0
1004 |  | Combination Bath Tub/Shower, MFG: Sterling Enesmble 60" x 32" Tub #71121110 #71121120, Finish: White, Trim Kit: Moen Method #T62803EP, Finish: Chrome, Pressure Balance Valve: Moen #62320 | 4 | 0% | 4 | EA |  | 0
1005 |  | Shower (60" x 32" Receptor), Sterling Enesmble#72181110 #7218120, Finish: White, Drain: Profolo #PF101PNC, Trim & Accessories: Trim Kit: MOen Method #T62802EP, Finish: Chrome | 4 | 0% | 4 | EA |  | 0
1006 |  | Kitchen Sink, Bowl Provided in other Division, Trim & Accessories: Faucet: Olympia i2 #K-5020-BN, Finish: Brush Nickel, Aerator: 1.5 GPM Brush Nickel | 4 | 0% | 4 | EA |  | 0
1007 |  | Dishwasher, Provided in another Division | 4 | 0% | 4 | EA |  | 0
Unit F2 - ( 2 Aparments)
Piping
1008 |  | Cold Water Pipe | 112 | 10% | 123.2 | LF |  | 0
1009 |  | Hot Water Pipe | 120 | 10% | 132 | LF |  | 0
1010 |  | Sanitary Pipe | 46 | 10% | 50.6 | LF |  | 0
1011 |  | Vent Pipe | 68 | 10% | 74.8 | LF |  | 0
Plumbing Fixtures
1012 |  | Water Closet, Gerber Maxwell #DF21-112, Finish: White, Seat: Bemis #1200TCA, Closed Front W/ Cover | 4 | 0% | 4 | EA |  | 0
1013 |  | Washing Machine, Drain Pan: Oatey # 34067, Washing Machine Box: LSP #OB213 (Color: White) | 2 | 0% | 2 | EA |  | 0
1014 |  | Refrigrator Ice Maker, Provided in another Division, Trim & Accessories: Wall Box: LSP #OB905 (Color: White) | 2 | 0% | 2 | EA |  | 0
1015 |  | Lavatory, Bowl Provided in Other Division, Trim & Accessories: Faucet: Moen Method #66810, Finish: Chrome, Aerator: Moen 0.5 GPM Flow Restricter | 6 | 0% | 6 | EA |  | 0
1016 |  | Combination Bath Tub/Shower, MFG: Sterling Enesmble 60" x 32" Tub #71121110 #71121120, Finish: White, Trim Kit: Moen Method #T62803EP, Finish: Chrome, Pressure Balance Valve: Moen #62320 | 2 | 0% | 2 | EA |  | 0
1017 |  | Shower (60" x 32" Receptor), Sterling Enesmble#72181110 #7218120, Finish: White, Drain: Profolo #PF101PNC, Trim & Accessories: Trim Kit: MOen Method #T62802EP, Finish: Chrome | 2 | 0% | 2 | EA |  | 0
1018 |  | Kitchen Sink, Bowl Provided in other Division, Trim & Accessories: Faucet: Olympia i2 #K-5020-BN, Finish: Brush Nickel, Aerator: 1.5 GPM Brush Nickel | 2 | 0% | 2 | EA |  | 0
1019 |  | Dishwasher, Provided in another Division | 2 | 0% | 2 | EA |  | 0
Unit H - ( 2 Aparments)
Piping
1020 |  | Cold Water Pipe | 174 | 10% | 191.4 | LF |  | 0
1021 |  | Hot Water Pipe | 153 | 10% | 168.3 | LF |  | 0
1022 |  | Sanitary Pipe | 71 | 10% | 78.1 | LF |  | 0
1023 |  | Vent Pipe | 85 | 10% | 93.5 | LF |  | 0
Plumbing Fixtures
1024 |  | Water Closet, Gerber Maxwell #DF21-112, Finish: White, Seat: Bemis #1200TCA, Closed Front W/ Cover | 4 | 0% | 4 | EA |  | 0
1025 |  | Washing Machine, Drain Pan: Oatey # 34067, Washing Machine Box: LSP #OB213 (Color: White) | 2 | 0% | 2 | EA |  | 0
1026 |  | Refrigrator Ice Maker, Provided in another Division, Trim & Accessories: Wall Box: LSP #OB905 (Color: White) | 2 | 0% | 2 | EA |  | 0
1027 |  | Lavatory, Bowl Provided in Other Division, Trim & Accessories: Faucet: Moen Method #66810, Finish: Chrome, Aerator: Moen 0.5 GPM Flow Restricter | 4 | 0% | 4 | EA |  | 0
1028 |  | Combination Bath Tub/Shower, MFG: Sterling Enesmble 60" x 32" Tub #71121110 #71121120, Finish: White, Trim Kit: Moen Method #T62803EP, Finish: Chrome, Pressure Balance Valve: Moen #62320 | 2 | 0% | 2 | EA |  | 0
1029 |  | Shower (60" x 32" Receptor), Sterling Enesmble#72181110 #7218120, Finish: White, Drain: Profolo #PF101PNC, Trim & Accessories: Trim Kit: MOen Method #T62802EP, Finish: Chrome | 2 | 0% | 2 | EA |  | 0
1030 |  | Kitchen Sink, Bowl Provided in other Division, Trim & Accessories: Faucet: Olympia i2 #K-5020-BN, Finish: Brush Nickel, Aerator: 1.5 GPM Brush Nickel | 2 | 0% | 2 | EA |  | 0
1031 |  | Dishwasher, Provided in another Division | 2 | 0% | 2 | EA |  | 0
Unit J - ( 1 Aparments)
Piping
1032 |  | Cold Water Pipe | 75.46 | 10% | 83.006 | LF |  | 0
1033 |  | Hot Water Pipe | 65.07 | 10% | 71.577 | LF |  | 0
1034 |  | Sanitary Pipe | 30.78 | 10% | 33.858 | LF |  | 0
1035 |  | Vent Pipe | 54.14 | 10% | 59.554 | LF |  | 0
Plumbing Fixtures
1036 |  | Water Closet, Gerber Maxwell #DF21-112, Finish: White, Seat: Bemis #1200TCA, Closed Front W/ Cover | 2 | 0% | 2 | EA |  | 0
1037 |  | Washing Machine, Drain Pan: Oatey # 34067, Washing Machine Box: LSP #OB213 (Color: White) | 1 | 0% | 1 | EA |  | 0
1038 |  | Refrigrator Ice Maker, Provided in another Division, Trim & Accessories: Wall Box: LSP #OB905 (Color: White) | 1 | 0% | 1 | EA |  | 0
1039 |  | Lavatory, Bowl Provided in Other Division, Trim & Accessories: Faucet: Moen Method #66810, Finish: Chrome, Aerator: Moen 0.5 GPM Flow Restricter | 3 | 0% | 3 | EA |  | 0
1040 |  | Combination Bath Tub/Shower, MFG: Sterling Enesmble 60" x 32" Tub #71121110 #71121120, Finish: White, Trim Kit: Moen Method #T62803EP, Finish: Chrome, Pressure Balance Valve: Moen #62320 | 1 | 0% | 1 | EA |  | 0
1041 |  | Shower (60" x 32" Receptor), Sterling Enesmble#72181110 #7218120, Finish: White, Drain: Profolo #PF101PNC, Trim & Accessories: Trim Kit: MOen Method #T62802EP, Finish: Chrome | 1 | 0% | 1 | EA |  | 0
1042 |  | Kitchen Sink, Bowl Provided in other Division, Trim & Accessories: Faucet: Olympia i2 #K-5020-BN, Finish: Brush Nickel, Aerator: 1.5 GPM Brush Nickel | 1 | 0% | 1 | EA |  | 0
1043 |  | Dishwasher, Provided in another Division | 1 | 0% | 1 | EA |  | 0
Unit JA - ( 1 Aparments)
Piping
1044 |  | Cold Water Pipe | 75.46 | 10% | 83.006 | LF |  | 0
1045 |  | Hot Water Pipe | 65.07 | 10% | 71.577 | LF |  | 0
1046 |  | Sanitary Pipe | 30.78 | 10% | 33.858 | LF |  | 0
1047 |  | Vent Pipe | 54.14 | 10% | 59.554 | LF |  | 0
Plumbing Fixtures
1048 |  | Water Closet, Gerber Maxwell #DF21-112, Finish: White, Seat: Bemis #1200TCA, Closed Front W/ Cover | 2 | 0% | 2 | EA |  | 0
1049 |  | Washing Machine, Drain Pan: Oatey # 34067, Washing Machine Box: LSP #OB213 (Color: White) | 1 | 0% | 1 | EA |  | 0
1050 |  | Refrigrator Ice Maker, Provided in another Division, Trim & Accessories: Wall Box: LSP #OB905 (Color: White) | 1 | 0% | 1 | EA |  | 0
1051 |  | Lavatory, Bowl Provided in Other Division, Trim & Accessories: Faucet: Moen Method #66810, Finish: Chrome, Aerator: Moen 0.5 GPM Flow Restricter | 3 | 0% | 3 | EA |  | 0
1052 |  | Combination Bath Tub/Shower, MFG: Sterling Enesmble 60" x 32" Tub #71121110 #71121120, Finish: White, Trim Kit: Moen Method #T62803EP, Finish: Chrome, Pressure Balance Valve: Moen #62320 | 1 | 0% | 1 | EA |  | 0
1053 |  | Shower (60" x 32" Receptor), Sterling Enesmble#72181110 #7218120, Finish: White, Drain: Profolo #PF101PNC, Trim & Accessories: Trim Kit: MOen Method #T62802EP, Finish: Chrome | 1 | 0% | 1 | EA |  | 0
1054 |  | Kitchen Sink, Bowl Provided in other Division, Trim & Accessories: Faucet: Olympia i2 #K-5020-BN, Finish: Brush Nickel, Aerator: 1.5 GPM Brush Nickel | 1 | 0% | 1 | EA |  | 0
1055 |  | Dishwasher, Provided in another Division | 1 | 0% | 1 | EA |  | 0
Third Floor
Common Area
Piping
1056 |  | Vent Pipe | 3 | 10% | 3.3 | LF |  | 0
Unit B - ( 2 Aparments)
Piping
1057 |  | Cold Water Pipe | 107 | 10% | 117.7 | LF |  | 0
1058 |  | Hot Water Pipe | 100 | 10% | 110 | LF |  | 0
1059 |  | Sanitary Pipe | 41 | 10% | 45.1 | LF |  | 0
1060 |  | Vent Pipe | 70 | 10% | 77 | LF |  | 0
Plumbing Fixtures
1061 |  | Water Closet, Gerber Maxwell #DF21-112, Finish: White, Seat: Bemis #1200TCA, Closed Front W/ Cover | 2 | 0% | 2 | EA |  | 0
1062 |  | Washing Machine, Drain Pan: Oatey # 34067, Washing Machine Box: LSP #OB213 (Color: White) | 2 | 0% | 2 | EA |  | 0
1063 |  | Refrigrator Ice Maker, Provided in another Division, Trim & Accessories: Wall Box: LSP #OB905 (Color: White) | 2 | 0% | 2 | EA |  | 0
1064 |  | Lavatory, Bowl Provided in Other Division, Trim & Accessories: Faucet: Moen Method #66810, Finish: Chrome, Aerator: Moen 0.5 GPM Flow Restricter | 2 | 0% | 2 | EA |  | 0
1065 |  | Combination Bath Tub/Shower, MFG: Sterling Enesmble 60" x 32" Tub #71121110 #71121120, Finish: White, Trim Kit: Moen Method #T62803EP, Finish: Chrome, Pressure Balance Valve: Moen #62320 | 2 | 0% | 2 | EA |  | 0
1066 |  | Kitchen Sink, Bowl Provided in other Division, Trim & Accessories: Faucet: Olympia i2 #K-5020-BN, Finish: Brush Nickel, Aerator: 1.5 GPM Brush Nickel | 2 | 0% | 2 | EA |  | 0
1067 |  | Dishwasher, Provided in another Division | 2 | 0% | 2 | EA |  | 0
Unit D - ( 2 Aparments)
Piping
1068 |  | Cold Water Pipe | 100 | 10% | 110 | LF |  | 0
1069 |  | Hot Water Pipe | 94 | 10% | 103.4 | LF |  | 0
1070 |  | Sanitary Pipe | 96 | 10% | 105.6 | LF |  | 0
1071 |  | Vent Pipe | 80 | 10% | 88 | LF |  | 0
Plumbing Fixtures
1072 |  | Water Closet, Gerber Maxwell #DF21-112, Finish: White, Seat: Bemis #1200TCA, Closed Front W/ Cover | 4 | 0% | 4 | EA |  | 0
1073 |  | Washing Machine, Drain Pan: Oatey # 34067, Washing Machine Box: LSP #OB213 (Color: White) | 2 | 0% | 2 | EA |  | 0
1074 |  | Refrigrator Ice Maker, Provided in another Division, Trim & Accessories: Wall Box: LSP #OB905 (Color: White) | 2 | 0% | 2 | EA |  | 0
1075 |  | Lavatory, Bowl Provided in Other Division, Trim & Accessories: Faucet: Moen Method #66810, Finish: Chrome, Aerator: Moen 0.5 GPM Flow Restricter | 4 | 0% | 4 | EA |  | 0
1076 |  | Combination Bath Tub/Shower, MFG: Sterling Enesmble 60" x 32" Tub #71121110 #71121120, Finish: White, Trim Kit: Moen Method #T62803EP, Finish: Chrome, Pressure Balance Valve: Moen #62320 | 2 | 0% | 2 | EA |  | 0
1077 |  | Shower (60" x 32" Receptor), Sterling Enesmble#72181110 #7218120, Finish: White, Drain: Profolo #PF101PNC, Trim & Accessories: Trim Kit: MOen Method #T62802EP, Finish: Chrome | 2 | 0% | 2 | EA |  | 0
1078 |  | Kitchen Sink, Bowl Provided in other Division, Trim & Accessories: Faucet: Olympia i2 #K-5020-BN, Finish: Brush Nickel, Aerator: 1.5 GPM Brush Nickel | 2 | 0% | 2 | EA |  | 0
1079 |  | Dishwasher, Provided in another Division | 2 | 0% | 2 | EA |  | 0
Unit E - ( 4 Aparments)
Piping
1080 |  | Cold Water Pipe | 266 | 10% | 292.6 | LF |  | 0
1081 |  | Hot Water Pipe | 252 | 10% | 277.2 | LF |  | 0
1082 |  | Sanitary Pipe | 168 | 10% | 184.8 | LF |  | 0
1083 |  | Vent Pipe | 212 | 10% | 233.2 | LF |  | 0
Plumbing Fixtures
1084 |  | Water Closet, Gerber Maxwell #DF21-112, Finish: White, Seat: Bemis #1200TCA, Closed Front W/ Cover | 8 | 0% | 8 | EA |  | 0
1085 |  | Washing Machine, Drain Pan: Oatey # 34067, Washing Machine Box: LSP #OB213 (Color: White) | 4 | 0% | 4 | EA |  | 0
1086 |  | Refrigrator Ice Maker, Provided in another Division, Trim & Accessories: Wall Box: LSP #OB905 (Color: White) | 4 | 0% | 4 | EA |  | 0
1087 |  | Lavatory, Bowl Provided in Other Division, Trim & Accessories: Faucet: Moen Method #66810, Finish: Chrome, Aerator: Moen 0.5 GPM Flow Restricter | 12 | 0% | 12 | EA |  | 0
1088 |  | Combination Bath Tub/Shower, MFG: Sterling Enesmble 60" x 32" Tub #71121110 #71121120, Finish: White, Trim Kit: Moen Method #T62803EP, Finish: Chrome, Pressure Balance Valve: Moen #62320 | 4 | 0% | 4 | EA |  | 0
1089 |  | Shower (60" x 32" Receptor), Sterling Enesmble#72181110 #7218120, Finish: White, Drain: Profolo #PF101PNC, Trim & Accessories: Trim Kit: MOen Method #T62802EP, Finish: Chrome | 4 | 0% | 4 | EA |  | 0
1090 |  | Kitchen Sink, Bowl Provided in other Division, Trim & Accessories: Faucet: Olympia i2 #K-5020-BN, Finish: Brush Nickel, Aerator: 1.5 GPM Brush Nickel | 4 | 0% | 4 | EA |  | 0
1091 |  | Dishwasher, Provided in another Division | 4 | 0% | 4 | EA |  | 0
Unit F2 - ( 2 Aparments)
Piping
1092 |  | Cold Water Pipe | 112 | 10% | 123.2 | LF |  | 0
1093 |  | Hot Water Pipe | 120 | 10% | 132 | LF |  | 0
1094 |  | Sanitary Pipe | 46 | 10% | 50.6 | LF |  | 0
1095 |  | Vent Pipe | 68 | 10% | 74.8 | LF |  | 0
Plumbing Fixtures
1096 |  | Water Closet, Gerber Maxwell #DF21-112, Finish: White, Seat: Bemis #1200TCA, Closed Front W/ Cover | 4 | 0% | 4 | EA |  | 0
1097 |  | Washing Machine, Drain Pan: Oatey # 34067, Washing Machine Box: LSP #OB213 (Color: White) | 2 | 0% | 2 | EA |  | 0
1098 |  | Refrigrator Ice Maker, Provided in another Division, Trim & Accessories: Wall Box: LSP #OB905 (Color: White) | 2 | 0% | 2 | EA |  | 0
1099 |  | Lavatory, Bowl Provided in Other Division, Trim & Accessories: Faucet: Moen Method #66810, Finish: Chrome, Aerator: Moen 0.5 GPM Flow Restricter | 6 | 0% | 6 | EA |  | 0
1100 |  | Combination Bath Tub/Shower, MFG: Sterling Enesmble 60" x 32" Tub #71121110 #71121120, Finish: White, Trim Kit: Moen Method #T62803EP, Finish: Chrome, Pressure Balance Valve: Moen #62320 | 2 | 0% | 2 | EA |  | 0
1101 |  | Shower (60" x 32" Receptor), Sterling Enesmble#72181110 #7218120, Finish: White, Drain: Profolo #PF101PNC, Trim & Accessories: Trim Kit: MOen Method #T62802EP, Finish: Chrome | 2 | 0% | 2 | EA |  | 0
1102 |  | Kitchen Sink, Bowl Provided in other Division, Trim & Accessories: Faucet: Olympia i2 #K-5020-BN, Finish: Brush Nickel, Aerator: 1.5 GPM Brush Nickel | 2 | 0% | 2 | EA |  | 0
1103 |  | Dishwasher, Provided in another Division | 2 | 0% | 2 | EA |  | 0
Unit H - ( 2 Aparments)
Piping
1104 |  | Cold Water Pipe | 174 | 10% | 191.4 | LF |  | 0
1105 |  | Hot Water Pipe | 153 | 10% | 168.3 | LF |  | 0
1106 |  | Sanitary Pipe | 71 | 10% | 78.1 | LF |  | 0
1107 |  | Vent Pipe | 85 | 10% | 93.5 | LF |  | 0
Plumbing Fixtures
1108 |  | Water Closet, Gerber Maxwell #DF21-112, Finish: White, Seat: Bemis #1200TCA, Closed Front W/ Cover | 4 | 0% | 4 | EA |  | 0
1109 |  | Washing Machine, Drain Pan: Oatey # 34067, Washing Machine Box: LSP #OB213 (Color: White) | 2 | 0% | 2 | EA |  | 0
1110 |  | Refrigrator Ice Maker, Provided in another Division, Trim & Accessories: Wall Box: LSP #OB905 (Color: White) | 2 | 0% | 2 | EA |  | 0
1111 |  | Lavatory, Bowl Provided in Other Division, Trim & Accessories: Faucet: Moen Method #66810, Finish: Chrome, Aerator: Moen 0.5 GPM Flow Restricter | 4 | 0% | 4 | EA |  | 0
1112 |  | Combination Bath Tub/Shower, MFG: Sterling Enesmble 60" x 32" Tub #71121110 #71121120, Finish: White, Trim Kit: Moen Method #T62803EP, Finish: Chrome, Pressure Balance Valve: Moen #62320 | 2 | 0% | 2 | EA |  | 0
1113 |  | Shower (60" x 32" Receptor), Sterling Enesmble#72181110 #7218120, Finish: White, Drain: Profolo #PF101PNC, Trim & Accessories: Trim Kit: MOen Method #T62802EP, Finish: Chrome | 2 | 0% | 2 | EA |  | 0
1114 |  | Kitchen Sink, Bowl Provided in other Division, Trim & Accessories: Faucet: Olympia i2 #K-5020-BN, Finish: Brush Nickel, Aerator: 1.5 GPM Brush Nickel | 2 | 0% | 2 | EA |  | 0
1115 |  | Dishwasher, Provided in another Division | 2 | 0% | 2 | EA |  | 0
Unit J - ( 1 Aparments)
Piping
1116 |  | Cold Water Pipe | 75.46 | 10% | 83.006 | LF |  | 0
1117 |  | Hot Water Pipe | 65.07 | 10% | 71.577 | LF |  | 0
1118 |  | Sanitary Pipe | 30.78 | 10% | 33.858 | LF |  | 0
1119 |  | Vent Pipe | 54.14 | 10% | 59.554 | LF |  | 0
Plumbing Fixtures
1120 |  | Water Closet, Gerber Maxwell #DF21-112, Finish: White, Seat: Bemis #1200TCA, Closed Front W/ Cover | 2 | 0% | 2 | EA |  | 0
1121 |  | Washing Machine, Drain Pan: Oatey # 34067, Washing Machine Box: LSP #OB213 (Color: White) | 1 | 0% | 1 | EA |  | 0
1122 |  | Refrigrator Ice Maker, Provided in another Division, Trim & Accessories: Wall Box: LSP #OB905 (Color: White) | 1 | 0% | 1 | EA |  | 0
1123 |  | Lavatory, Bowl Provided in Other Division, Trim & Accessories: Faucet: Moen Method #66810, Finish: Chrome, Aerator: Moen 0.5 GPM Flow Restricter | 3 | 0% | 3 | EA |  | 0
1124 |  | Combination Bath Tub/Shower, MFG: Sterling Enesmble 60" x 32" Tub #71121110 #71121120, Finish: White, Trim Kit: Moen Method #T62803EP, Finish: Chrome, Pressure Balance Valve: Moen #62320 | 1 | 0% | 1 | EA |  | 0
1125 |  | Shower (60" x 32" Receptor), Sterling Enesmble#72181110 #7218120, Finish: White, Drain: Profolo #PF101PNC, Trim & Accessories: Trim Kit: MOen Method #T62802EP, Finish: Chrome | 1 | 0% | 1 | EA |  | 0
1126 |  | Kitchen Sink, Bowl Provided in other Division, Trim & Accessories: Faucet: Olympia i2 #K-5020-BN, Finish: Brush Nickel, Aerator: 1.5 GPM Brush Nickel | 1 | 0% | 1 | EA |  | 0
1127 |  | Dishwasher, Provided in another Division | 1 | 0% | 1 | EA |  | 0
Unit JA - ( 1 Aparments)
Piping
1128 |  | Cold Water Pipe | 75.46 | 10% | 83.006 | LF |  | 0
1129 |  | Hot Water Pipe | 65.07 | 10% | 71.577 | LF |  | 0
1130 |  | Sanitary Pipe | 30.78 | 10% | 33.858 | LF |  | 0
1131 |  | Vent Pipe | 54.14 | 10% | 59.554 | LF |  | 0
Plumbing Fixtures
1132 |  | Water Closet, Gerber Maxwell #DF21-112, Finish: White, Seat: Bemis #1200TCA, Closed Front W/ Cover | 2 | 0% | 2 | EA |  | 0
1133 |  | Washing Machine, Drain Pan: Oatey # 34067, Washing Machine Box: LSP #OB213 (Color: White) | 1 | 0% | 1 | EA |  | 0
1134 |  | Refrigrator Ice Maker, Provided in another Division, Trim & Accessories: Wall Box: LSP #OB905 (Color: White) | 1 | 0% | 1 | EA |  | 0
1135 |  | Lavatory, Bowl Provided in Other Division, Trim & Accessories: Faucet: Moen Method #66810, Finish: Chrome, Aerator: Moen 0.5 GPM Flow Restricter | 3 | 0% | 3 | EA |  | 0
1136 |  | Combination Bath Tub/Shower, MFG: Sterling Enesmble 60" x 32" Tub #71121110 #71121120, Finish: White, Trim Kit: Moen Method #T62803EP, Finish: Chrome, Pressure Balance Valve: Moen #62320 | 1 | 0% | 1 | EA |  | 0
1137 |  | Shower (60" x 32" Receptor), Sterling Enesmble#72181110 #7218120, Finish: White, Drain: Profolo #PF101PNC, Trim & Accessories: Trim Kit: MOen Method #T62802EP, Finish: Chrome | 1 | 0% | 1 | EA |  | 0
1138 |  | Kitchen Sink, Bowl Provided in other Division, Trim & Accessories: Faucet: Olympia i2 #K-5020-BN, Finish: Brush Nickel, Aerator: 1.5 GPM Brush Nickel | 1 | 0% | 1 | EA |  | 0
1139 |  | Dishwasher, Provided in another Division | 1 | 0% | 1 | EA |  | 0
Fourth Floor
Common Area
Piping
1140 |  | Vent Pipe | 224.23 | 10% | 246.653 | LF |  | 0
Unit B - ( 2 Aparments)
Piping
1141 |  | Cold Water Pipe | 107 | 10% | 117.7 | LF |  | 0
1142 |  | Hot Water Pipe | 100 | 10% | 110 | LF |  | 0
1143 |  | Sanitary Pipe | 41 | 10% | 45.1 | LF |  | 0
1144 |  | Vent Pipe | 70 | 10% | 77 | LF |  | 0
Plumbing Fixtures
1145 |  | Water Closet, Gerber Maxwell #DF21-112, Finish: White, Seat: Bemis #1200TCA, Closed Front W/ Cover | 2 | 0% | 2 | EA |  | 0
1146 |  | Washing Machine, Drain Pan: Oatey # 34067, Washing Machine Box: LSP #OB213 (Color: White) | 2 | 0% | 2 | EA |  | 0
1147 |  | Refrigrator Ice Maker, Provided in another Division, Trim & Accessories: Wall Box: LSP #OB905 (Color: White) | 2 | 0% | 2 | EA |  | 0
1148 |  | Lavatory, Bowl Provided in Other Division, Trim & Accessories: Faucet: Moen Method #66810, Finish: Chrome, Aerator: Moen 0.5 GPM Flow Restricter | 2 | 0% | 2 | EA |  | 0
1149 |  | Combination Bath Tub/Shower, MFG: Sterling Enesmble 60" x 32" Tub #71121110 #71121120, Finish: White, Trim Kit: Moen Method #T62803EP, Finish: Chrome, Pressure Balance Valve: Moen #62320 | 2 | 0% | 2 | EA |  | 0
1150 |  | Kitchen Sink, Bowl Provided in other Division, Trim & Accessories: Faucet: Olympia i2 #K-5020-BN, Finish: Brush Nickel, Aerator: 1.5 GPM Brush Nickel | 2 | 0% | 2 | EA |  | 0
1151 |  | Dishwasher, Provided in another Division | 2 | 0% | 2 | EA |  | 0
Unit D - ( 2 Aparments)
Piping
1152 |  | Cold Water Pipe | 100 | 10% | 110 | LF |  | 0
1153 |  | Hot Water Pipe | 94 | 10% | 103.4 | LF |  | 0
1154 |  | Sanitary Pipe | 96 | 10% | 105.6 | LF |  | 0
1155 |  | Vent Pipe | 80 | 10% | 88 | LF |  | 0
Plumbing Fixtures
1156 |  | Water Closet, Gerber Maxwell #DF21-112, Finish: White, Seat: Bemis #1200TCA, Closed Front W/ Cover | 4 | 0% | 4 | EA |  | 0
1157 |  | Washing Machine, Drain Pan: Oatey # 34067, Washing Machine Box: LSP #OB213 (Color: White) | 2 | 0% | 2 | EA |  | 0
1158 |  | Refrigrator Ice Maker, Provided in another Division, Trim & Accessories: Wall Box: LSP #OB905 (Color: White) | 2 | 0% | 2 | EA |  | 0
1159 |  | Lavatory, Bowl Provided in Other Division, Trim & Accessories: Faucet: Moen Method #66810, Finish: Chrome, Aerator: Moen 0.5 GPM Flow Restricter | 4 | 0% | 4 | EA |  | 0
1160 |  | Combination Bath Tub/Shower, MFG: Sterling Enesmble 60" x 32" Tub #71121110 #71121120, Finish: White, Trim Kit: Moen Method #T62803EP, Finish: Chrome, Pressure Balance Valve: Moen #62320 | 2 | 0% | 2 | EA |  | 0
1161 |  | Shower (60" x 32" Receptor), Sterling Enesmble#72181110 #7218120, Finish: White, Drain: Profolo #PF101PNC, Trim & Accessories: Trim Kit: MOen Method #T62802EP, Finish: Chrome | 2 | 0% | 2 | EA |  | 0
1162 |  | Kitchen Sink, Bowl Provided in other Division, Trim & Accessories: Faucet: Olympia i2 #K-5020-BN, Finish: Brush Nickel, Aerator: 1.5 GPM Brush Nickel | 2 | 0% | 2 | EA |  | 0
1163 |  | Dishwasher, Provided in another Division | 2 | 0% | 2 | EA |  | 0
Unit E - ( 4 Aparments)
Piping
1164 |  | Cold Water Pipe | 266 | 10% | 292.6 | LF |  | 0
1165 |  | Hot Water Pipe | 252 | 10% | 277.2 | LF |  | 0
1166 |  | Sanitary Pipe | 168 | 10% | 184.8 | LF |  | 0
1167 |  | Vent Pipe | 212 | 10% | 233.2 | LF |  | 0
Plumbing Fixtures
1168 |  | Water Closet, Gerber Maxwell #DF21-112, Finish: White, Seat: Bemis #1200TCA, Closed Front W/ Cover | 8 | 0% | 8 | EA |  | 0
1169 |  | Washing Machine, Drain Pan: Oatey # 34067, Washing Machine Box: LSP #OB213 (Color: White) | 4 | 0% | 4 | EA |  | 0
1170 |  | Refrigrator Ice Maker, Provided in another Division, Trim & Accessories: Wall Box: LSP #OB905 (Color: White) | 4 | 0% | 4 | EA |  | 0
1171 |  | Lavatory, Bowl Provided in Other Division, Trim & Accessories: Faucet: Moen Method #66810, Finish: Chrome, Aerator: Moen 0.5 GPM Flow Restricter | 12 | 0% | 12 | EA |  | 0
1172 |  | Combination Bath Tub/Shower, MFG: Sterling Enesmble 60" x 32" Tub #71121110 #71121120, Finish: White, Trim Kit: Moen Method #T62803EP, Finish: Chrome, Pressure Balance Valve: Moen #62320 | 4 | 0% | 4 | EA |  | 0
1173 |  | Shower (60" x 32" Receptor), Sterling Enesmble#72181110 #7218120, Finish: White, Drain: Profolo #PF101PNC, Trim & Accessories: Trim Kit: MOen Method #T62802EP, Finish: Chrome | 4 | 0% | 4 | EA |  | 0
1174 |  | Kitchen Sink, Bowl Provided in other Division, Trim & Accessories: Faucet: Olympia i2 #K-5020-BN, Finish: Brush Nickel, Aerator: 1.5 GPM Brush Nickel | 4 | 0% | 4 | EA |  | 0
1175 |  | Dishwasher, Provided in another Division | 4 | 0% | 4 | EA |  | 0
Unit F2 - ( 2 Aparments)
Piping
1176 |  | Cold Water Pipe | 112 | 10% | 123.2 | LF |  | 0
1177 |  | Hot Water Pipe | 120 | 10% | 132 | LF |  | 0
1178 |  | Sanitary Pipe | 46 | 10% | 50.6 | LF |  | 0
1179 |  | Vent Pipe | 68 | 10% | 74.8 | LF |  | 0
Plumbing Fixtures
1180 |  | Water Closet, Gerber Maxwell #DF21-112, Finish: White, Seat: Bemis #1200TCA, Closed Front W/ Cover | 4 | 0% | 4 | EA |  | 0
1181 |  | Washing Machine, Drain Pan: Oatey # 34067, Washing Machine Box: LSP #OB213 (Color: White) | 2 | 0% | 2 | EA |  | 0
1182 |  | Refrigrator Ice Maker, Provided in another Division, Trim & Accessories: Wall Box: LSP #OB905 (Color: White) | 2 | 0% | 2 | EA |  | 0
1183 |  | Lavatory, Bowl Provided in Other Division, Trim & Accessories: Faucet: Moen Method #66810, Finish: Chrome, Aerator: Moen 0.5 GPM Flow Restricter | 6 | 0% | 6 | EA |  | 0
1184 |  | Combination Bath Tub/Shower, MFG: Sterling Enesmble 60" x 32" Tub #71121110 #71121120, Finish: White, Trim Kit: Moen Method #T62803EP, Finish: Chrome, Pressure Balance Valve: Moen #62320 | 2 | 0% | 2 | EA |  | 0
1185 |  | Shower (60" x 32" Receptor), Sterling Enesmble#72181110 #7218120, Finish: White, Drain: Profolo #PF101PNC, Trim & Accessories: Trim Kit: MOen Method #T62802EP, Finish: Chrome | 2 | 0% | 2 | EA |  | 0
1186 |  | Kitchen Sink, Bowl Provided in other Division, Trim & Accessories: Faucet: Olympia i2 #K-5020-BN, Finish: Brush Nickel, Aerator: 1.5 GPM Brush Nickel | 2 | 0% | 2 | EA |  | 0
1187 |  | Dishwasher, Provided in another Division | 2 | 0% | 2 | EA |  | 0
Unit H - ( 2 Aparments)
Piping
1188 |  | Cold Water Pipe | 174 | 10% | 191.4 | LF |  | 0
1189 |  | Hot Water Pipe | 153 | 10% | 168.3 | LF |  | 0
1190 |  | Sanitary Pipe | 71 | 10% | 78.1 | LF |  | 0
1191 |  | Vent Pipe | 85 | 10% | 93.5 | LF |  | 0
Plumbing Fixtures
1192 |  | Water Closet, Gerber Maxwell #DF21-112, Finish: White, Seat: Bemis #1200TCA, Closed Front W/ Cover | 4 | 0% | 4 | EA |  | 0
1193 |  | Washing Machine, Drain Pan: Oatey # 34067, Washing Machine Box: LSP #OB213 (Color: White) | 2 | 0% | 2 | EA |  | 0
1194 |  | Refrigrator Ice Maker, Provided in another Division, Trim & Accessories: Wall Box: LSP #OB905 (Color: White) | 2 | 0% | 2 | EA |  | 0
1195 |  | Lavatory, Bowl Provided in Other Division, Trim & Accessories: Faucet: Moen Method #66810, Finish: Chrome, Aerator: Moen 0.5 GPM Flow Restricter | 4 | 0% | 4 | EA |  | 0
1196 |  | Combination Bath Tub/Shower, MFG: Sterling Enesmble 60" x 32" Tub #71121110 #71121120, Finish: White, Trim Kit: Moen Method #T62803EP, Finish: Chrome, Pressure Balance Valve: Moen #62320 | 2 | 0% | 2 | EA |  | 0
1197 |  | Shower (60" x 32" Receptor), Sterling Enesmble#72181110 #7218120, Finish: White, Drain: Profolo #PF101PNC, Trim & Accessories: Trim Kit: MOen Method #T62802EP, Finish: Chrome | 2 | 0% | 2 | EA |  | 0
1198 |  | Kitchen Sink, Bowl Provided in other Division, Trim & Accessories: Faucet: Olympia i2 #K-5020-BN, Finish: Brush Nickel, Aerator: 1.5 GPM Brush Nickel | 2 | 0% | 2 | EA |  | 0
1199 |  | Dishwasher, Provided in another Division | 2 | 0% | 2 | EA |  | 0
Unit J - ( 1 Aparments)
Piping
1200 |  | Cold Water Pipe | 75.46 | 10% | 83.006 | LF |  | 0
1201 |  | Hot Water Pipe | 65.07 | 10% | 71.577 | LF |  | 0
1202 |  | Sanitary Pipe | 30.78 | 10% | 33.858 | LF |  | 0
1203 |  | Vent Pipe | 54.14 | 10% | 59.554 | LF |  | 0
Plumbing Fixtures
1204 |  | Water Closet, Gerber Maxwell #DF21-112, Finish: White, Seat: Bemis #1200TCA, Closed Front W/ Cover | 2 | 0% | 2 | EA |  | 0
1205 |  | Washing Machine, Drain Pan: Oatey # 34067, Washing Machine Box: LSP #OB213 (Color: White) | 1 | 0% | 1 | EA |  | 0
1206 |  | Refrigrator Ice Maker, Provided in another Division, Trim & Accessories: Wall Box: LSP #OB905 (Color: White) | 1 | 0% | 1 | EA |  | 0
1207 |  | Lavatory, Bowl Provided in Other Division, Trim & Accessories: Faucet: Moen Method #66810, Finish: Chrome, Aerator: Moen 0.5 GPM Flow Restricter | 3 | 0% | 3 | EA |  | 0
1208 |  | Combination Bath Tub/Shower, MFG: Sterling Enesmble 60" x 32" Tub #71121110 #71121120, Finish: White, Trim Kit: Moen Method #T62803EP, Finish: Chrome, Pressure Balance Valve: Moen #62320 | 1 | 0% | 1 | EA |  | 0
1209 |  | Shower (60" x 32" Receptor), Sterling Enesmble#72181110 #7218120, Finish: White, Drain: Profolo #PF101PNC, Trim & Accessories: Trim Kit: MOen Method #T62802EP, Finish: Chrome | 1 | 0% | 1 | EA |  | 0
1210 |  | Kitchen Sink, Bowl Provided in other Division, Trim & Accessories: Faucet: Olympia i2 #K-5020-BN, Finish: Brush Nickel, Aerator: 1.5 GPM Brush Nickel | 1 | 0% | 1 | EA |  | 0
1211 |  | Dishwasher, Provided in another Division | 1 | 0% | 1 | EA |  | 0
Unit JA - ( 1 Aparments)
Piping
1212 |  | Cold Water Pipe | 75.46 | 10% | 83.006 | LF |  | 0
1213 |  | Hot Water Pipe | 65.07 | 10% | 71.577 | LF |  | 0
1214 |  | Sanitary Pipe | 30.78 | 10% | 33.858 | LF |  | 0
1215 |  | Vent Pipe | 54.14 | 10% | 59.554 | LF |  | 0
Plumbing Fixtures
1216 |  | Water Closet, Gerber Maxwell #DF21-112, Finish: White, Seat: Bemis #1200TCA, Closed Front W/ Cover | 2 | 0% | 2 | EA |  | 0
1217 |  | Washing Machine, Drain Pan: Oatey # 34067, Washing Machine Box: LSP #OB213 (Color: White) | 1 | 0% | 1 | EA |  | 0
1218 |  | Refrigrator Ice Maker, Provided in another Division, Trim & Accessories: Wall Box: LSP #OB905 (Color: White) | 1 | 0% | 1 | EA |  | 0
1219 |  | Lavatory, Bowl Provided in Other Division, Trim & Accessories: Faucet: Moen Method #66810, Finish: Chrome, Aerator: Moen 0.5 GPM Flow Restricter | 3 | 0% | 3 | EA |  | 0
1220 |  | Combination Bath Tub/Shower, MFG: Sterling Enesmble 60" x 32" Tub #71121110 #71121120, Finish: White, Trim Kit: Moen Method #T62803EP, Finish: Chrome, Pressure Balance Valve: Moen #62320 | 1 | 0% | 1 | EA |  | 0
1221 |  | Shower (60" x 32" Receptor), Sterling Enesmble#72181110 #7218120, Finish: White, Drain: Profolo #PF101PNC, Trim & Accessories: Trim Kit: MOen Method #T62802EP, Finish: Chrome | 1 | 0% | 1 | EA |  | 0
1222 |  | Kitchen Sink, Bowl Provided in other Division, Trim & Accessories: Faucet: Olympia i2 #K-5020-BN, Finish: Brush Nickel, Aerator: 1.5 GPM Brush Nickel | 1 | 0% | 1 | EA |  | 0
1223 |  | Dishwasher, Provided in another Division | 1 | 0% | 1 | EA |  | 0
Roof Plan
Piping
1224 |  | 6" Vent Through Roof | 648 | 10% | 712.8 | LF |  | 0
Building F
First Floor
Piping
1225 |  | Cold Water | 47.19 | 10% | 51.909 | LF |  | 0
1226 |  | Hot Water | 13.43 | 10% | 14.773 | LF |  | 0
1227 |  | Sanitary Pipe | 73.36 | 10% | 80.696 | LF |  | 0
1228 |  | Vent Pipe | 20.1 | 10% | 22.11 | LF |  | 0
Plumbing Fixtures
1229 |  | Water Closet - ADA Compliant, MFG: Gerber MAxwell #DF21-118, Finish: White, Trim & Accessories: Seat: Bemis # 1200TCA, Closed Front W/ Cover | 1 | 0% | 1 | EA |  | 0
1230 |  | Lavatory, MFG: Sterling Worthington #442031, Finish: White, Trim & Accesories: Faucet: Moen Method #66810, Finish: Chrome, Drain: Grid Strainer | 1 | 0% | 1 | EA |  | 0
1231 |  | Mop Sink, MFG: Basin: Fiat MSB 2424, Trim & Accessories: Faucet: Fiat #830-AA, Stailess Bumer Guard, Hose & Bracket, Mop Hanger | 1 | 0% | 1 | EA |  | 0
1232 |  | Floor Drain, MFG: Zurn #Z415B-HDP, Trim & Accessories: Rectorseal Surseal | 1 | 0% | 1 | EA |  | 0
Second Floor
Piping
1233 |  | Cold Water | 85 | 10% | 93.5 | LF |  | 0
1234 |  | Hot Water | 72 | 10% | 79.2 | LF |  | 0
1235 |  | Sanitary Pipe | 52 | 10% | 57.2 | LF |  | 0
1236 |  | Vent Pipe | 55 | 10% | 60.5 | LF |  | 0
Plumbing Fixtures
1237 |  | Water Closet, Gerber Maxwell #DF21-112, Finish: White, Seat: Bemis #1200TCA, Closed Front W/ Cover | 2 | 0% | 2 | EA |  | 0
1238 |  | Washing Machine, Drain Pan: Oatey # 34067, Washing Machine Box: LSP #OB213 (Color: White) | 1 | 0% | 1 | EA |  | 0
1239 |  | Refrigrator Ice Maker, Provided in another Division, Trim & Accessories: Wall Box: LSP #OB905 (Color: White) | 1 | 0% | 1 | EA |  | 0
1240 |  | Lavatory, Bowl Provided in Other Division, Trim & Accessories: Faucet: Moen Method #66810, Finish: Chrome, Aerator: Moen 0.5 GPM Flow Restricter | 2 | 0% | 2 | EA |  | 0
1241 |  | Combination Bath Tub/Shower, MFG: Sterling Enesmble 60" x 32" Tub #71121110 #71121120, Finish: White, Trim Kit: Moen Method #T62803EP, Finish: Chrome, Pressure Balance Valve: Moen #62320 | 1 | 0% | 1 | EA |  | 0
1242 |  | Shower (60" x 32" Receptor), Sterling Enesmble#72181110 #7218120, Finish: White, Drain: Profolo #PF101PNC, Trim & Accessories: Trim Kit: MOen Method #T62802EP, Finish: Chrome | 1 | 0% | 1 | EA |  | 0
1243 |  | Kitchen Sink, Bowl Provided in other Division, Trim & Accessories: Faucet: Olympia i2 #K-5020-BN, Finish: Brush Nickel, Aerator: 1.5 GPM Brush Nickel | 1 | 0% | 1 | EA |  | 0
1244 |  | Dishwasher, Provided in another Division | 1 | 0% | 1 | EA |  | 0
Building G
First Floor
Piping
1245 |  | Cold Water | 59.14 | 10% | 65.054 | LF |  | 0
1246 |  | Sanitary Pipe | 71.22 | 10% | 49.566 | LF |  | 0
1247 |  | Vent Pipe | 45.06 | 10% | 0 | LF |  | 0
Plumbing Fixtures
1248 |  | Floor Drain, MFG: Zurn #Z415B-HDP, Trim & Accessories: Rectorseal Surseal | 2 | 0% | 2 | EA |  | 0
1249 |  | Wall Hydrant, MFG: Woodfor #B65 W/ White Lockable Wall Box | 1 | 0% | 1 | EA |  | 0
1250 |  | Drinking Fountain (ADA Compliant), Trim & Accessories: Water Sentery VII Filter Kit: Elkay Model EWF172 | 1 | 0% | 1 | EA |  | 0
1251 |  | WH-G, Water Heater, MFG: Eemax EMT2.5 | 1 | 0% | 1 | EA |  | 0
Electric Water Heater
1252 |  | Electric Water Heater, MFG: State Select ES6 40 DOLNS | 2 | 0% | 2 | EA |  | 0
1253 |  | Electric Water Heater, MFG: State Select ES6 50 DOLS | 2 | 0% | 2 | EA |  | 0
1254 |  | Electric Water Heater, MFG: State Select ES6 80 DORT | 2 | 0% | 2 | EA |  | 0
1255 |  | Electric Water Heater, MFG: Eemax EMT2.5 | 1 | 0% | 1 | EA |  | 0
SUB TOTAL | [7 empty] | 0 | 0
OVERHEAD & PROFIT (25%) | [6 empty] | 25% | 0 | 0
TOTAL BID | [7 empty] | 0 | 0
TAKE-OFF